## Welcome
Amirhossein Akbari, Electrical Engineering Faculty, K. N. Toosi University of Technolgy, Tehran, Iran

## Indices
Indices & Parameters
| Indices | Parameters
| G: Generator | CostPmin: Generators Cost of Pmin
| T: Time Period | pmin: Minimum Output
| B: Bus | pmax: Maximum Output
| SC: Scenario | MD: Minumum Down Time
| EV: Private Electric Vehicle | MU: Minumum UP Time
| ET: Electric Taxi | Ramp: Ramping Capability ( UP=Down)
| S: Storage | IS_off: Initial State
| LB: Load Bus | Su: Start-up Cost
| EB: Electric Bus | X: Reactance
fmax: Maximum Capacity of Lines
fcmax: Maximum Emergency Capaity of Lines
Eta_(C/D/S): Charge/Discharge/Self-discahreg Efficiency of Storage/EVs/Ebs
E_min(max): Minimum/Maximum Energy of EV Battery
Soc(max)/Soc(arr): Maximum state of charge of ET battery/State of charge of ETs at arrivall time to stations
Pr/Pb/Cr: Charge rate of PEVs/Ebs/ETs
Te/Tb: Required traveling energy of PEVs/Ebs
Nb: Number of Ebs at each fleet

## Demand
Demand (MW)
| 6-bus |  |  | SC1 | SC2 | SC3 | SC4 | SC5 | SC6 | SC7 | SC8 | SC9
| B1 | . | T1 | 0 | 0 | 0 | 0 | 0 | 0 | 0 | 0 | 0
| B1 | . | T2 | 0 | 0 | 0 | 0 | 0 | 0 | 0 | 0 | 0
| B1 | . | T3 | 0 | 0 | 0 | 0 | 0 | 0 | 0 | 0 | 0
| B1 | . | T4 | 0 | 0 | 0 | 0 | 0 | 0 | 0 | 0 | 0
| B1 | . | T5 | 0 | 0 | 0 | 0 | 0 | 0 | 0 | 0 | 0
| B1 | . | T6 | 0 | 0 | 0 | 0 | 0 | 0 | 0 | 0 | 0
| B1 | . | T7 | 0 | 0 | 0 | 0 | 0 | 0 | 0 | 0 | 0
| B1 | . | T8 | 0 | 0 | 0 | 0 | 0 | 0 | 0 | 0 | 0
| B1 | . | T9 | 0 | 0 | 0 | 0 | 0 | 0 | 0 | 0 | 0
| B1 | . | T10 | 0 | 0 | 0 | 0 | 0 | 0 | 0 | 0 | 0
| B1 | . | T11 | 0 | 0 | 0 | 0 | 0 | 0 | 0 | 0 | 0
| B1 | . | T12 | 0 | 0 | 0 | 0 | 0 | 0 | 0 | 0 | 0
| B1 | . | T13 | 0 | 0 | 0 | 0 | 0 | 0 | 0 | 0 | 0
| B1 | . | T14 | 0 | 0 | 0 | 0 | 0 | 0 | 0 | 0 | 0
| B1 | . | T15 | 0 | 0 | 0 | 0 | 0 | 0 | 0 | 0 | 0
| B1 | . | T16 | 0 | 0 | 0 | 0 | 0 | 0 | 0 | 0 | 0
| B1 | . | T17 | 0 | 0 | 0 | 0 | 0 | 0 | 0 | 0 | 0
| B1 | . | T18 | 0 | 0 | 0 | 0 | 0 | 0 | 0 | 0 | 0
| B1 | . | T19 | 0 | 0 | 0 | 0 | 0 | 0 | 0 | 0 | 0
| B1 | . | T20 | 0 | 0 | 0 | 0 | 0 | 0 | 0 | 0 | 0
| B1 | . | T21 | 0 | 0 | 0 | 0 | 0 | 0 | 0 | 0 | 0
| B1 | . | T22 | 0 | 0 | 0 | 0 | 0 | 0 | 0 | 0 | 0
| B1 | . | T23 | 0 | 0 | 0 | 0 | 0 | 0 | 0 | 0 | 0
| B1 | . | T24 | 0 | 0 | 0 | 0 | 0 | 0 | 0 | 0 | 0
| B2 | . | T1 | 0 | 0 | 0 | 0 | 0 | 0 | 0 | 0 | 0
| B2 | . | T2 | 0 | 0 | 0 | 0 | 0 | 0 | 0 | 0 | 0
| B2 | . | T3 | 0 | 0 | 0 | 0 | 0 | 0 | 0 | 0 | 0
| B2 | . | T4 | 0 | 0 | 0 | 0 | 0 | 0 | 0 | 0 | 0
| B2 | . | T5 | 0 | 0 | 0 | 0 | 0 | 0 | 0 | 0 | 0
| B2 | . | T6 | 0 | 0 | 0 | 0 | 0 | 0 | 0 | 0 | 0
| B2 | . | T7 | 0 | 0 | 0 | 0 | 0 | 0 | 0 | 0 | 0
| B2 | . | T8 | 0 | 0 | 0 | 0 | 0 | 0 | 0 | 0 | 0
| B2 | . | T9 | 0 | 0 | 0 | 0 | 0 | 0 | 0 | 0 | 0
| B2 | . | T10 | 0 | 0 | 0 | 0 | 0 | 0 | 0 | 0 | 0
| B2 | . | T11 | 0 | 0 | 0 | 0 | 0 | 0 | 0 | 0 | 0
| B2 | . | T12 | 0 | 0 | 0 | 0 | 0 | 0 | 0 | 0 | 0
| B2 | . | T13 | 0 | 0 | 0 | 0 | 0 | 0 | 0 | 0 | 0
| B2 | . | T14 | 0 | 0 | 0 | 0 | 0 | 0 | 0 | 0 | 0
| B2 | . | T15 | 0 | 0 | 0 | 0 | 0 | 0 | 0 | 0 | 0
| B2 | . | T16 | 0 | 0 | 0 | 0 | 0 | 0 | 0 | 0 | 0
| B2 | . | T17 | 0 | 0 | 0 | 0 | 0 | 0 | 0 | 0 | 0
| B2 | . | T18 | 0 | 0 | 0 | 0 | 0 | 0 | 0 | 0 | 0
| B2 | . | T19 | 0 | 0 | 0 | 0 | 0 | 0 | 0 | 0 | 0
| B2 | . | T20 | 0 | 0 | 0 | 0 | 0 | 0 | 0 | 0 | 0
| B2 | . | T21 | 0 | 0 | 0 | 0 | 0 | 0 | 0 | 0 | 0
| B2 | . | T22 | 0 | 0 | 0 | 0 | 0 | 0 | 0 | 0 | 0
| B2 | . | T23 | 0 | 0 | 0 | 0 | 0 | 0 | 0 | 0 | 0
| B2 | . | T24 | 0 | 0 | 0 | 0 | 0 | 0 | 0 | 0 | 0
| B3 | . | T1 | 52.56 | 52.56 | 52.56 | 58.4 | 58.4 | 58.4 | 64.24 | 64.24 | 64.24
| B3 | . | T2 | 49.545 | 49.545 | 49.545 | 55.05 | 55.05 | 55.05 | 60.555 | 60.555 | 60.555
| B3 | . | T3 | 47.601 | 47.601 | 47.601 | 52.89 | 52.89 | 52.89 | 58.179 | 58.179 | 58.179
| B3 | . | T4 | 46.422 | 46.422 | 46.422 | 51.58 | 51.58 | 51.58 | 56.738 | 56.738 | 56.738
| B3 | . | T5 | 46.521 | 46.521 | 46.521 | 51.69 | 51.69 | 51.69 | 56.859 | 56.859 | 56.859
| B3 | . | T6 | 48.141 | 48.141 | 48.141 | 53.49 | 53.49 | 53.49 | 58.839 | 58.839 | 58.839
| B3 | . | T7 | 52.02 | 52.02 | 52.02 | 57.8 | 57.8 | 57.8 | 63.58 | 63.58 | 63.58
| B3 | . | T8 | 53.28 | 53.28 | 53.28 | 59.2 | 59.2 | 59.2 | 65.12 | 65.12 | 65.12
| B3 | . | T9 | 56.043 | 56.043 | 56.043 | 62.27 | 62.27 | 62.27 | 68.497 | 68.497 | 68.497
| B3 | . | T10 | 62.091 | 62.091 | 62.091 | 68.99 | 68.99 | 68.99 | 75.889 | 75.889 | 75.889
| B3 | . | T11 | 68.58 | 68.58 | 68.58 | 76.2 | 76.2 | 76.2 | 83.82 | 83.82 | 83.82
| B3 | . | T12 | 70.83 | 70.83 | 70.83 | 78.7 | 78.7 | 78.7 | 86.57 | 86.57 | 86.57
| B3 | . | T13 | 72.657 | 72.657 | 72.657 | 80.73 | 80.73 | 80.73 | 88.803 | 88.803 | 88.803
| B3 | . | T14 | 73.143 | 73.143 | 73.143 | 81.27 | 81.27 | 81.27 | 89.397 | 89.397 | 89.397
| B3 | . | T15 | 74.655 | 74.655 | 74.655 | 82.95 | 82.95 | 82.95 | 91.245 | 91.245 | 91.245
| B3 | . | T16 | 76.743 | 76.743 | 76.743 | 85.27 | 85.27 | 85.27 | 93.797 | 93.797 | 93.797
| B3 | . | T17 | 76.797 | 76.797 | 76.797 | 85.33 | 85.33 | 85.33 | 93.863 | 93.863 | 93.863
| B3 | . | T18 | 74.025 | 74.025 | 74.025 | 82.25 | 82.25 | 82.25 | 90.475 | 90.475 | 90.475
| B3 | . | T19 | 73.791 | 73.791 | 73.791 | 81.99 | 81.99 | 81.99 | 90.189 | 90.189 | 90.189
| B3 | . | T20 | 71.208 | 71.208 | 71.208 | 79.12 | 79.12 | 79.12 | 87.032 | 87.032 | 87.032
| B3 | . | T21 | 71.19 | 71.19 | 71.19 | 79.1 | 79.1 | 79.1 | 87.01 | 87.01 | 87.01
| B3 | . | T22 | 69.804 | 69.804 | 69.804 | 77.56 | 77.56 | 77.56 | 85.316 | 85.316 | 85.316
| B3 | . | T23 | 58.779 | 58.779 | 58.779 | 65.31 | 65.31 | 65.31 | 71.841 | 71.841 | 71.841
| B3 | . | T24 | 58.68 | 58.68 | 58.68 | 65.2 | 65.2 | 65.2 | 71.72 | 71.72 | 71.72
| B4 | . | T1 | 52.56 | 52.56 | 52.56 | 58.4 | 58.4 | 58.4 | 64.24 | 64.24 | 64.24
| B4 | . | T2 | 49.545 | 49.545 | 49.545 | 55.05 | 55.05 | 55.05 | 60.555 | 60.555 | 60.555
| B4 | . | T3 | 47.601 | 47.601 | 47.601 | 52.89 | 52.89 | 52.89 | 58.179 | 58.179 | 58.179
| B4 | . | T4 | 46.422 | 46.422 | 46.422 | 51.58 | 51.58 | 51.58 | 56.738 | 56.738 | 56.738
| B4 | . | T5 | 46.521 | 46.521 | 46.521 | 51.69 | 51.69 | 51.69 | 56.859 | 56.859 | 56.859
| B4 | . | T6 | 48.141 | 48.141 | 48.141 | 53.49 | 53.49 | 53.49 | 58.839 | 58.839 | 58.839
| B4 | . | T7 | 52.02 | 52.02 | 52.02 | 57.8 | 57.8 | 57.8 | 63.58 | 63.58 | 63.58
| B4 | . | T8 | 53.28 | 53.28 | 53.28 | 59.2 | 59.2 | 59.2 | 65.12 | 65.12 | 65.12
| B4 | . | T9 | 56.043 | 56.043 | 56.043 | 62.27 | 62.27 | 62.27 | 68.497 | 68.497 | 68.497
| B4 | . | T10 | 62.091 | 62.091 | 62.091 | 68.99 | 68.99 | 68.99 | 75.889 | 75.889 | 75.889
| B4 | . | T11 | 68.58 | 68.58 | 68.58 | 76.2 | 76.2 | 76.2 | 83.82 | 83.82 | 83.82
| B4 | . | T12 | 70.83 | 70.83 | 70.83 | 78.7 | 78.7 | 78.7 | 86.57 | 86.57 | 86.57
| B4 | . | T13 | 72.657 | 72.657 | 72.657 | 80.73 | 80.73 | 80.73 | 88.803 | 88.803 | 88.803
| B4 | . | T14 | 73.143 | 73.143 | 73.143 | 81.27 | 81.27 | 81.27 | 89.397 | 89.397 | 89.397
| B4 | . | T15 | 74.655 | 74.655 | 74.655 | 82.95 | 82.95 | 82.95 | 91.245 | 91.245 | 91.245
| B4 | . | T16 | 76.743 | 76.743 | 76.743 | 85.27 | 85.27 | 85.27 | 93.797 | 93.797 | 93.797
| B4 | . | T17 | 76.797 | 76.797 | 76.797 | 85.33 | 85.33 | 85.33 | 93.863 | 93.863 | 93.863
| B4 | . | T18 | 74.025 | 74.025 | 74.025 | 82.25 | 82.25 | 82.25 | 90.475 | 90.475 | 90.475
| B4 | . | T19 | 73.791 | 73.791 | 73.791 | 81.99 | 81.99 | 81.99 | 90.189 | 90.189 | 90.189
| B4 | . | T20 | 71.208 | 71.208 | 71.208 | 79.12 | 79.12 | 79.12 | 87.032 | 87.032 | 87.032
| B4 | . | T21 | 71.19 | 71.19 | 71.19 | 79.1 | 79.1 | 79.1 | 87.01 | 87.01 | 87.01
| B4 | . | T22 | 69.804 | 69.804 | 69.804 | 77.56 | 77.56 | 77.56 | 85.316 | 85.316 | 85.316
| B4 | . | T23 | 58.779 | 58.779 | 58.779 | 65.31 | 65.31 | 65.31 | 71.841 | 71.841 | 71.841
| B4 | . | T24 | 58.68 | 58.68 | 58.68 | 65.2 | 65.2 | 65.2 | 71.72 | 71.72 | 71.72
| B5 | . | T1 | 52.56 | 52.56 | 52.56 | 58.4 | 58.4 | 58.4 | 64.24 | 64.24 | 64.24
| B5 | . | T2 | 49.545 | 49.545 | 49.545 | 55.05 | 55.05 | 55.05 | 60.555 | 60.555 | 60.555
| B5 | . | T3 | 47.601 | 47.601 | 47.601 | 52.89 | 52.89 | 52.89 | 58.179 | 58.179 | 58.179
| B5 | . | T4 | 46.422 | 46.422 | 46.422 | 51.58 | 51.58 | 51.58 | 56.738 | 56.738 | 56.738
| B5 | . | T5 | 46.521 | 46.521 | 46.521 | 51.69 | 51.69 | 51.69 | 56.859 | 56.859 | 56.859
| B5 | . | T6 | 48.141 | 48.141 | 48.141 | 53.49 | 53.49 | 53.49 | 58.839 | 58.839 | 58.839
| B5 | . | T7 | 52.02 | 52.02 | 52.02 | 57.8 | 57.8 | 57.8 | 63.58 | 63.58 | 63.58
| B5 | . | T8 | 53.28 | 53.28 | 53.28 | 59.2 | 59.2 | 59.2 | 65.12 | 65.12 | 65.12
| B5 | . | T9 | 56.043 | 56.043 | 56.043 | 62.27 | 62.27 | 62.27 | 68.497 | 68.497 | 68.497
| B5 | . | T10 | 62.091 | 62.091 | 62.091 | 68.99 | 68.99 | 68.99 | 75.889 | 75.889 | 75.889
| B5 | . | T11 | 68.58 | 68.58 | 68.58 | 76.2 | 76.2 | 76.2 | 83.82 | 83.82 | 83.82
| B5 | . | T12 | 70.83 | 70.83 | 70.83 | 78.7 | 78.7 | 78.7 | 86.57 | 86.57 | 86.57
| B5 | . | T13 | 72.657 | 72.657 | 72.657 | 80.73 | 80.73 | 80.73 | 88.803 | 88.803 | 88.803
| B5 | . | T14 | 73.143 | 73.143 | 73.143 | 81.27 | 81.27 | 81.27 | 89.397 | 89.397 | 89.397
| B5 | . | T15 | 74.655 | 74.655 | 74.655 | 82.95 | 82.95 | 82.95 | 91.245 | 91.245 | 91.245
| B5 | . | T16 | 76.743 | 76.743 | 76.743 | 85.27 | 85.27 | 85.27 | 93.797 | 93.797 | 93.797
| B5 | . | T17 | 76.797 | 76.797 | 76.797 | 85.33 | 85.33 | 85.33 | 93.863 | 93.863 | 93.863
| B5 | . | T18 | 74.025 | 74.025 | 74.025 | 82.25 | 82.25 | 82.25 | 90.475 | 90.475 | 90.475
| B5 | . | T19 | 73.791 | 73.791 | 73.791 | 81.99 | 81.99 | 81.99 | 90.189 | 90.189 | 90.189
| B5 | . | T20 | 71.208 | 71.208 | 71.208 | 79.12 | 79.12 | 79.12 | 87.032 | 87.032 | 87.032
| B5 | . | T21 | 71.19 | 71.19 | 71.19 | 79.1 | 79.1 | 79.1 | 87.01 | 87.01 | 87.01
| B5 | . | T22 | 69.804 | 69.804 | 69.804 | 77.56 | 77.56 | 77.56 | 85.316 | 85.316 | 85.316
| B5 | . | T23 | 58.779 | 58.779 | 58.779 | 65.31 | 65.31 | 65.31 | 71.841 | 71.841 | 71.841
| B5 | . | T24 | 58.68 | 58.68 | 58.68 | 65.2 | 65.2 | 65.2 | 71.72 | 71.72 | 71.72
| B6 | . | T1 | 0 | 0 | 0 | 0 | 0 | 0 | 0 | 0 | 0
| B6 | . | T2 | 0 | 0 | 0 | 0 | 0 | 0 | 0 | 0 | 0
| B6 | . | T3 | 0 | 0 | 0 | 0 | 0 | 0 | 0 | 0 | 0
| B6 | . | T4 | 0 | 0 | 0 | 0 | 0 | 0 | 0 | 0 | 0
| B6 | . | T5 | 0 | 0 | 0 | 0 | 0 | 0 | 0 | 0 | 0
| B6 | . | T6 | 0 | 0 | 0 | 0 | 0 | 0 | 0 | 0 | 0
| B6 | . | T7 | 0 | 0 | 0 | 0 | 0 | 0 | 0 | 0 | 0
| B6 | . | T8 | 0 | 0 | 0 | 0 | 0 | 0 | 0 | 0 | 0
| B6 | . | T9 | 0 | 0 | 0 | 0 | 0 | 0 | 0 | 0 | 0
| B6 | . | T10 | 0 | 0 | 0 | 0 | 0 | 0 | 0 | 0 | 0
| B6 | . | T11 | 0 | 0 | 0 | 0 | 0 | 0 | 0 | 0 | 0
| B6 | . | T12 | 0 | 0 | 0 | 0 | 0 | 0 | 0 | 0 | 0
| B6 | . | T13 | 0 | 0 | 0 | 0 | 0 | 0 | 0 | 0 | 0
| B6 | . | T14 | 0 | 0 | 0 | 0 | 0 | 0 | 0 | 0 | 0
| B6 | . | T15 | 0 | 0 | 0 | 0 | 0 | 0 | 0 | 0 | 0
| B6 | . | T16 | 0 | 0 | 0 | 0 | 0 | 0 | 0 | 0 | 0
| B6 | . | T17 | 0 | 0 | 0 | 0 | 0 | 0 | 0 | 0 | 0
| B6 | . | T18 | 0 | 0 | 0 | 0 | 0 | 0 | 0 | 0 | 0
| B6 | . | T19 | 0 | 0 | 0 | 0 | 0 | 0 | 0 | 0 | 0
| B6 | . | T20 | 0 | 0 | 0 | 0 | 0 | 0 | 0 | 0 | 0
| B6 | . | T21 | 0 | 0 | 0 | 0 | 0 | 0 | 0 | 0 | 0
| B6 | . | T22 | 0 | 0 | 0 | 0 | 0 | 0 | 0 | 0 | 0
| B6 | . | T23 | 0 | 0 | 0 | 0 | 0 | 0 | 0 | 0 | 0
| B6 | . | T24 | 0 | 0 | 0 | 0 | 0 | 0 | 0 | 0 | 0
| 24-bus |  |  | SC1 | SC2 | SC3 | SC4 | SC5 | SC6 | SC7 | SC8 | SC9
| B1 | . | T1 | 54.6602 | 54.6602 | 54.6602 | 60.7336 | 60.7336 | 60.7336 | 66.8069 | 66.8069 | 66.8069
| B1 | . | T2 | 51.3969 | 51.3969 | 51.3969 | 57.1077 | 57.1077 | 57.1077 | 62.8185 | 62.8185 | 62.8185
| B1 | . | T3 | 48.9494 | 48.9494 | 48.9494 | 54.3883 | 54.3883 | 54.3883 | 59.8271 | 59.8271 | 59.8271
| B1 | . | T4 | 48.1336 | 48.1336 | 48.1336 | 53.4818 | 53.4818 | 53.4818 | 58.83 | 58.83 | 58.83
| B1 | . | T5 | 48.1336 | 48.1336 | 48.1336 | 53.4818 | 53.4818 | 53.4818 | 58.83 | 58.83 | 58.83
| B1 | . | T6 | 48.9494 | 48.9494 | 48.9494 | 54.3883 | 54.3883 | 54.3883 | 59.8271 | 59.8271 | 59.8271
| B1 | . | T7 | 60.371 | 60.371 | 60.371 | 67.0789 | 67.0789 | 67.0789 | 73.7867 | 73.7867 | 73.7867
| B1 | . | T8 | 70.1609 | 70.1609 | 70.1609 | 77.9565 | 77.9565 | 77.9565 | 85.7522 | 85.7522 | 85.7522
| B1 | . | T9 | 77.5033 | 77.5033 | 77.5033 | 86.1148 | 86.1148 | 86.1148 | 94.7262 | 94.7262 | 94.7262
| B1 | . | T10 | 78.3191 | 78.3191 | 78.3191 | 87.0212 | 87.0212 | 87.0212 | 95.7233 | 95.7233 | 95.7233
| B1 | . | T11 | 78.3191 | 78.3191 | 78.3191 | 87.0212 | 87.0212 | 87.0212 | 95.7233 | 95.7233 | 95.7233
| B1 | . | T12 | 77.5033 | 77.5033 | 77.5033 | 86.1148 | 86.1148 | 86.1148 | 94.7262 | 94.7262 | 94.7262
| B1 | . | T13 | 77.5033 | 77.5033 | 77.5033 | 86.1148 | 86.1148 | 86.1148 | 94.7262 | 94.7262 | 94.7262
| B1 | . | T14 | 77.5033 | 77.5033 | 77.5033 | 86.1148 | 86.1148 | 86.1148 | 94.7262 | 94.7262 | 94.7262
| B1 | . | T15 | 75.8716 | 75.8716 | 75.8716 | 84.3018 | 84.3018 | 84.3018 | 92.732 | 92.732 | 92.732
| B1 | . | T16 | 75.8716 | 75.8716 | 75.8716 | 84.3018 | 84.3018 | 84.3018 | 92.732 | 92.732 | 92.732
| B1 | . | T17 | 80.7666 | 80.7666 | 80.7666 | 89.7406 | 89.7406 | 89.7406 | 98.7147 | 98.7147 | 98.7147
| B1 | . | T18 | 81.5824 | 81.5824 | 81.5824 | 90.6471 | 90.6471 | 90.6471 | 99.7118 | 99.7118 | 99.7118
| B1 | . | T19 | 81.5824 | 81.5824 | 81.5824 | 90.6471 | 90.6471 | 90.6471 | 99.7118 | 99.7118 | 99.7118
| B1 | . | T20 | 78.3191 | 78.3191 | 78.3191 | 87.0212 | 87.0212 | 87.0212 | 95.7233 | 95.7233 | 95.7233
| B1 | . | T21 | 74.24 | 74.24 | 74.24 | 82.4889 | 82.4889 | 82.4889 | 90.7378 | 90.7378 | 90.7378
| B1 | . | T22 | 67.7134 | 67.7134 | 67.7134 | 75.2371 | 75.2371 | 75.2371 | 82.7608 | 82.7608 | 82.7608
| B1 | . | T23 | 59.5552 | 59.5552 | 59.5552 | 66.1724 | 66.1724 | 66.1724 | 72.7896 | 72.7896 | 72.7896
| B1 | . | T24 | 51.3969 | 51.3969 | 51.3969 | 57.1077 | 57.1077 | 57.1077 | 62.8185 | 62.8185 | 62.8185
| B2 | . | T1 | 48.9065 | 48.9065 | 48.9065 | 54.3406 | 54.3406 | 54.3406 | 59.7746 | 59.7746 | 59.7746
| B2 | . | T2 | 45.9867 | 45.9867 | 45.9867 | 51.0964 | 51.0964 | 51.0964 | 56.206 | 56.206 | 56.206
| B2 | . | T3 | 43.7969 | 43.7969 | 43.7969 | 48.6632 | 48.6632 | 48.6632 | 53.5295 | 53.5295 | 53.5295
| B2 | . | T4 | 43.0669 | 43.0669 | 43.0669 | 47.8521 | 47.8521 | 47.8521 | 52.6374 | 52.6374 | 52.6374
| B2 | . | T5 | 43.0669 | 43.0669 | 43.0669 | 47.8521 | 47.8521 | 47.8521 | 52.6374 | 52.6374 | 52.6374
| B2 | . | T6 | 43.7969 | 43.7969 | 43.7969 | 48.6632 | 48.6632 | 48.6632 | 53.5295 | 53.5295 | 53.5295
| B2 | . | T7 | 54.0161 | 54.0161 | 54.0161 | 60.0179 | 60.0179 | 60.0179 | 66.0197 | 66.0197 | 66.0197
| B2 | . | T8 | 62.7755 | 62.7755 | 62.7755 | 69.7506 | 69.7506 | 69.7506 | 76.7256 | 76.7256 | 76.7256
| B2 | . | T9 | 69.345 | 69.345 | 69.345 | 77.0501 | 77.0501 | 77.0501 | 84.7551 | 84.7551 | 84.7551
| B2 | . | T10 | 70.075 | 70.075 | 70.075 | 77.8611 | 77.8611 | 77.8611 | 85.6472 | 85.6472 | 85.6472
| B2 | . | T11 | 70.075 | 70.075 | 70.075 | 77.8611 | 77.8611 | 77.8611 | 85.6472 | 85.6472 | 85.6472
| B2 | . | T12 | 69.345 | 69.345 | 69.345 | 77.0501 | 77.0501 | 77.0501 | 84.7551 | 84.7551 | 84.7551
| B2 | . | T13 | 69.345 | 69.345 | 69.345 | 77.0501 | 77.0501 | 77.0501 | 84.7551 | 84.7551 | 84.7551
| B2 | . | T14 | 69.345 | 69.345 | 69.345 | 77.0501 | 77.0501 | 77.0501 | 84.7551 | 84.7551 | 84.7551
| B2 | . | T15 | 67.8852 | 67.8852 | 67.8852 | 75.4279 | 75.4279 | 75.4279 | 82.9707 | 82.9707 | 82.9707
| B2 | . | T16 | 67.8852 | 67.8852 | 67.8852 | 75.4279 | 75.4279 | 75.4279 | 82.9707 | 82.9707 | 82.9707
| B2 | . | T17 | 72.2648 | 72.2648 | 72.2648 | 80.2943 | 80.2943 | 80.2943 | 88.3237 | 88.3237 | 88.3237
| B2 | . | T18 | 72.9948 | 72.9948 | 72.9948 | 81.1053 | 81.1053 | 81.1053 | 89.2158 | 89.2158 | 89.2158
| B2 | . | T19 | 72.9948 | 72.9948 | 72.9948 | 81.1053 | 81.1053 | 81.1053 | 89.2158 | 89.2158 | 89.2158
| B2 | . | T20 | 70.075 | 70.075 | 70.075 | 77.8611 | 77.8611 | 77.8611 | 85.6472 | 85.6472 | 85.6472
| B2 | . | T21 | 66.4253 | 66.4253 | 66.4253 | 73.8058 | 73.8058 | 73.8058 | 81.1864 | 81.1864 | 81.1864
| B2 | . | T22 | 60.5857 | 60.5857 | 60.5857 | 67.3174 | 67.3174 | 67.3174 | 74.0492 | 74.0492 | 74.0492
| B2 | . | T23 | 53.2862 | 53.2862 | 53.2862 | 59.2069 | 59.2069 | 59.2069 | 65.1276 | 65.1276 | 65.1276
| B2 | . | T24 | 45.9867 | 45.9867 | 45.9867 | 51.0964 | 51.0964 | 51.0964 | 56.206 | 56.206 | 56.206
| B3 | . | T1 | 90.6209 | 90.6209 | 90.6209 | 100.6899 | 100.6899 | 100.6899 | 110.7589 | 110.7589 | 110.7589
| B3 | . | T2 | 85.2107 | 85.2107 | 85.2107 | 94.6785 | 94.6785 | 94.6785 | 104.1464 | 104.1464 | 104.1464
| B3 | . | T3 | 81.153 | 81.153 | 81.153 | 90.17 | 90.17 | 90.17 | 99.187 | 99.187 | 99.187
| B3 | . | T4 | 79.8005 | 79.8005 | 79.8005 | 88.6672 | 88.6672 | 88.6672 | 97.5339 | 97.5339 | 97.5339
| B3 | . | T5 | 79.8005 | 79.8005 | 79.8005 | 88.6672 | 88.6672 | 88.6672 | 97.5339 | 97.5339 | 97.5339
| B3 | . | T6 | 81.153 | 81.153 | 81.153 | 90.17 | 90.17 | 90.17 | 99.187 | 99.187 | 99.187
| B3 | . | T7 | 100.0887 | 100.0887 | 100.0887 | 111.2097 | 111.2097 | 111.2097 | 122.3306 | 122.3306 | 122.3306
| B3 | . | T8 | 116.3193 | 116.3193 | 116.3193 | 129.2437 | 129.2437 | 129.2437 | 142.168 | 142.168 | 142.168
| B3 | . | T9 | 128.4923 | 128.4923 | 128.4923 | 142.7692 | 142.7692 | 142.7692 | 157.0461 | 157.0461 | 157.0461
| B3 | . | T10 | 129.8448 | 129.8448 | 129.8448 | 144.272 | 144.272 | 144.272 | 158.6992 | 158.6992 | 158.6992
| B3 | . | T11 | 129.8448 | 129.8448 | 129.8448 | 144.272 | 144.272 | 144.272 | 158.6992 | 158.6992 | 158.6992
| B3 | . | T12 | 128.4923 | 128.4923 | 128.4923 | 142.7692 | 142.7692 | 142.7692 | 157.0461 | 157.0461 | 157.0461
| B3 | . | T13 | 128.4923 | 128.4923 | 128.4923 | 142.7692 | 142.7692 | 142.7692 | 157.0461 | 157.0461 | 157.0461
| B3 | . | T14 | 128.4923 | 128.4923 | 128.4923 | 142.7692 | 142.7692 | 142.7692 | 157.0461 | 157.0461 | 157.0461
| B3 | . | T15 | 125.7872 | 125.7872 | 125.7872 | 139.7635 | 139.7635 | 139.7635 | 153.7399 | 153.7399 | 153.7399
| B3 | . | T16 | 125.7872 | 125.7872 | 125.7872 | 139.7635 | 139.7635 | 139.7635 | 153.7399 | 153.7399 | 153.7399
| B3 | . | T17 | 133.9025 | 133.9025 | 133.9025 | 148.7805 | 148.7805 | 148.7805 | 163.6586 | 163.6586 | 163.6586
| B3 | . | T18 | 135.255 | 135.255 | 135.255 | 150.2833 | 150.2833 | 150.2833 | 165.3117 | 165.3117 | 165.3117
| B3 | . | T19 | 135.255 | 135.255 | 135.255 | 150.2833 | 150.2833 | 150.2833 | 165.3117 | 165.3117 | 165.3117
| B3 | . | T20 | 129.8448 | 129.8448 | 129.8448 | 144.272 | 144.272 | 144.272 | 158.6992 | 158.6992 | 158.6992
| B3 | . | T21 | 123.0821 | 123.0821 | 123.0821 | 136.7579 | 136.7579 | 136.7579 | 150.4337 | 150.4337 | 150.4337
| B3 | . | T22 | 112.2617 | 112.2617 | 112.2617 | 124.7352 | 124.7352 | 124.7352 | 137.2087 | 137.2087 | 137.2087
| B3 | . | T23 | 98.7362 | 98.7362 | 98.7362 | 109.7069 | 109.7069 | 109.7069 | 120.6776 | 120.6776 | 120.6776
| B3 | . | T24 | 85.2107 | 85.2107 | 85.2107 | 94.6785 | 94.6785 | 94.6785 | 104.1464 | 104.1464 | 104.1464
| B4 | . | T1 | 37.3991 | 37.3991 | 37.3991 | 41.5546 | 41.5546 | 41.5546 | 45.71 | 45.71 | 45.71
| B4 | . | T2 | 35.1663 | 35.1663 | 35.1663 | 39.0737 | 39.0737 | 39.0737 | 42.9811 | 42.9811 | 42.9811
| B4 | . | T3 | 33.4917 | 33.4917 | 33.4917 | 37.213 | 37.213 | 37.213 | 40.9343 | 40.9343 | 40.9343
| B4 | . | T4 | 32.9335 | 32.9335 | 32.9335 | 36.5928 | 36.5928 | 36.5928 | 40.2521 | 40.2521 | 40.2521
| B4 | . | T5 | 32.9335 | 32.9335 | 32.9335 | 36.5928 | 36.5928 | 36.5928 | 40.2521 | 40.2521 | 40.2521
| B4 | . | T6 | 33.4917 | 33.4917 | 33.4917 | 37.213 | 37.213 | 37.213 | 40.9343 | 40.9343 | 40.9343
| B4 | . | T7 | 41.3065 | 41.3065 | 41.3065 | 45.8961 | 45.8961 | 45.8961 | 50.4857 | 50.4857 | 50.4857
| B4 | . | T8 | 48.0048 | 48.0048 | 48.0048 | 53.3387 | 53.3387 | 53.3387 | 58.6725 | 58.6725 | 58.6725
| B4 | . | T9 | 53.0286 | 53.0286 | 53.0286 | 58.9206 | 58.9206 | 58.9206 | 64.8127 | 64.8127 | 64.8127
| B4 | . | T10 | 53.5867 | 53.5867 | 53.5867 | 59.5408 | 59.5408 | 59.5408 | 65.4949 | 65.4949 | 65.4949
| B4 | . | T11 | 53.5867 | 53.5867 | 53.5867 | 59.5408 | 59.5408 | 59.5408 | 65.4949 | 65.4949 | 65.4949
| B4 | . | T12 | 53.0286 | 53.0286 | 53.0286 | 58.9206 | 58.9206 | 58.9206 | 64.8127 | 64.8127 | 64.8127
| B4 | . | T13 | 53.0286 | 53.0286 | 53.0286 | 58.9206 | 58.9206 | 58.9206 | 64.8127 | 64.8127 | 64.8127
| B4 | . | T14 | 53.0286 | 53.0286 | 53.0286 | 58.9206 | 58.9206 | 58.9206 | 64.8127 | 64.8127 | 64.8127
| B4 | . | T15 | 51.9122 | 51.9122 | 51.9122 | 57.6802 | 57.6802 | 57.6802 | 63.4482 | 63.4482 | 63.4482
| B4 | . | T16 | 51.9122 | 51.9122 | 51.9122 | 57.6802 | 57.6802 | 57.6802 | 63.4482 | 63.4482 | 63.4482
| B4 | . | T17 | 55.2613 | 55.2613 | 55.2613 | 61.4015 | 61.4015 | 61.4015 | 67.5416 | 67.5416 | 67.5416
| B4 | . | T18 | 55.8195 | 55.8195 | 55.8195 | 62.0217 | 62.0217 | 62.0217 | 68.2239 | 68.2239 | 68.2239
| B4 | . | T19 | 55.8195 | 55.8195 | 55.8195 | 62.0217 | 62.0217 | 62.0217 | 68.2239 | 68.2239 | 68.2239
| B4 | . | T20 | 53.5867 | 53.5867 | 53.5867 | 59.5408 | 59.5408 | 59.5408 | 65.4949 | 65.4949 | 65.4949
| B4 | . | T21 | 50.7958 | 50.7958 | 50.7958 | 56.4398 | 56.4398 | 56.4398 | 62.0837 | 62.0837 | 62.0837
| B4 | . | T22 | 46.3302 | 46.3302 | 46.3302 | 51.478 | 51.478 | 51.478 | 56.6258 | 56.6258 | 56.6258
| B4 | . | T23 | 40.7483 | 40.7483 | 40.7483 | 45.2759 | 45.2759 | 45.2759 | 49.8034 | 49.8034 | 49.8034
| B4 | . | T24 | 35.1663 | 35.1663 | 35.1663 | 39.0737 | 39.0737 | 39.0737 | 42.9811 | 42.9811 | 42.9811
| B5 | . | T1 | 35.9607 | 35.9607 | 35.9607 | 39.9563 | 39.9563 | 39.9563 | 43.9519 | 43.9519 | 43.9519
| B5 | . | T2 | 33.8138 | 33.8138 | 33.8138 | 37.5709 | 37.5709 | 37.5709 | 41.3279 | 41.3279 | 41.3279
| B5 | . | T3 | 32.2036 | 32.2036 | 32.2036 | 35.7818 | 35.7818 | 35.7818 | 39.3599 | 39.3599 | 39.3599
| B5 | . | T4 | 31.6669 | 31.6669 | 31.6669 | 35.1854 | 35.1854 | 35.1854 | 38.7039 | 38.7039 | 38.7039
| B5 | . | T5 | 31.6669 | 31.6669 | 31.6669 | 35.1854 | 35.1854 | 35.1854 | 38.7039 | 38.7039 | 38.7039
| B5 | . | T6 | 32.2036 | 32.2036 | 32.2036 | 35.7818 | 35.7818 | 35.7818 | 39.3599 | 39.3599 | 39.3599
| B5 | . | T7 | 39.7177 | 39.7177 | 39.7177 | 44.1308 | 44.1308 | 44.1308 | 48.5439 | 48.5439 | 48.5439
| B5 | . | T8 | 46.1585 | 46.1585 | 46.1585 | 51.2872 | 51.2872 | 51.2872 | 56.4159 | 56.4159 | 56.4159
| B5 | . | T9 | 50.989 | 50.989 | 50.989 | 56.6544 | 56.6544 | 56.6544 | 62.3199 | 62.3199 | 62.3199
| B5 | . | T10 | 51.5257 | 51.5257 | 51.5257 | 57.2508 | 57.2508 | 57.2508 | 62.9759 | 62.9759 | 62.9759
| B5 | . | T11 | 51.5257 | 51.5257 | 51.5257 | 57.2508 | 57.2508 | 57.2508 | 62.9759 | 62.9759 | 62.9759
| B5 | . | T12 | 50.989 | 50.989 | 50.989 | 56.6544 | 56.6544 | 56.6544 | 62.3199 | 62.3199 | 62.3199
| B5 | . | T13 | 50.989 | 50.989 | 50.989 | 56.6544 | 56.6544 | 56.6544 | 62.3199 | 62.3199 | 62.3199
| B5 | . | T14 | 50.989 | 50.989 | 50.989 | 56.6544 | 56.6544 | 56.6544 | 62.3199 | 62.3199 | 62.3199
| B5 | . | T15 | 49.9156 | 49.9156 | 49.9156 | 55.4617 | 55.4617 | 55.4617 | 61.0079 | 61.0079 | 61.0079
| B5 | . | T16 | 49.9156 | 49.9156 | 49.9156 | 55.4617 | 55.4617 | 55.4617 | 61.0079 | 61.0079 | 61.0079
| B5 | . | T17 | 53.1359 | 53.1359 | 53.1359 | 59.0399 | 59.0399 | 59.0399 | 64.9439 | 64.9439 | 64.9439
| B5 | . | T18 | 53.6726 | 53.6726 | 53.6726 | 59.6362 | 59.6362 | 59.6362 | 65.5999 | 65.5999 | 65.5999
| B5 | . | T19 | 53.6726 | 53.6726 | 53.6726 | 59.6362 | 59.6362 | 59.6362 | 65.5999 | 65.5999 | 65.5999
| B5 | . | T20 | 51.5257 | 51.5257 | 51.5257 | 57.2508 | 57.2508 | 57.2508 | 62.9759 | 62.9759 | 62.9759
| B5 | . | T21 | 48.8421 | 48.8421 | 48.8421 | 54.269 | 54.269 | 54.269 | 59.6959 | 59.6959 | 59.6959
| B5 | . | T22 | 44.5483 | 44.5483 | 44.5483 | 49.4981 | 49.4981 | 49.4981 | 54.4479 | 54.4479 | 54.4479
| B5 | . | T23 | 39.181 | 39.181 | 39.181 | 43.5345 | 43.5345 | 43.5345 | 47.8879 | 47.8879 | 47.8879
| B5 | . | T24 | 33.8138 | 33.8138 | 33.8138 | 37.5709 | 37.5709 | 37.5709 | 41.3279 | 41.3279 | 41.3279
| B6 | . | T1 | 69.0445 | 69.0445 | 69.0445 | 76.7161 | 76.7161 | 76.7161 | 84.3877 | 84.3877 | 84.3877
| B6 | . | T2 | 64.9224 | 64.9224 | 64.9224 | 72.136 | 72.136 | 72.136 | 79.3496 | 79.3496 | 79.3496
| B6 | . | T3 | 61.8309 | 61.8309 | 61.8309 | 68.701 | 68.701 | 68.701 | 75.5711 | 75.5711 | 75.5711
| B6 | . | T4 | 60.8004 | 60.8004 | 60.8004 | 67.556 | 67.556 | 67.556 | 74.3116 | 74.3116 | 74.3116
| B6 | . | T5 | 60.8004 | 60.8004 | 60.8004 | 67.556 | 67.556 | 67.556 | 74.3116 | 74.3116 | 74.3116
| B6 | . | T6 | 61.8309 | 61.8309 | 61.8309 | 68.701 | 68.701 | 68.701 | 75.5711 | 75.5711 | 75.5711
| B6 | . | T7 | 76.2581 | 76.2581 | 76.2581 | 84.7312 | 84.7312 | 84.7312 | 93.2043 | 93.2043 | 93.2043
| B6 | . | T8 | 88.6242 | 88.6242 | 88.6242 | 98.4714 | 98.4714 | 98.4714 | 108.3185 | 108.3185 | 108.3185
| B6 | . | T9 | 97.8989 | 97.8989 | 97.8989 | 108.7765 | 108.7765 | 108.7765 | 119.6542 | 119.6542 | 119.6542
| B6 | . | T10 | 98.9294 | 98.9294 | 98.9294 | 109.9215 | 109.9215 | 109.9215 | 120.9137 | 120.9137 | 120.9137
| B6 | . | T11 | 98.9294 | 98.9294 | 98.9294 | 109.9215 | 109.9215 | 109.9215 | 120.9137 | 120.9137 | 120.9137
| B6 | . | T12 | 97.8989 | 97.8989 | 97.8989 | 108.7765 | 108.7765 | 108.7765 | 119.6542 | 119.6542 | 119.6542
| B6 | . | T13 | 97.8989 | 97.8989 | 97.8989 | 108.7765 | 108.7765 | 108.7765 | 119.6542 | 119.6542 | 119.6542
| B6 | . | T14 | 97.8989 | 97.8989 | 97.8989 | 108.7765 | 108.7765 | 108.7765 | 119.6542 | 119.6542 | 119.6542
| B6 | . | T15 | 95.8379 | 95.8379 | 95.8379 | 106.4865 | 106.4865 | 106.4865 | 117.1352 | 117.1352 | 117.1352
| B6 | . | T16 | 95.8379 | 95.8379 | 95.8379 | 106.4865 | 106.4865 | 106.4865 | 117.1352 | 117.1352 | 117.1352
| B6 | . | T17 | 102.0209 | 102.0209 | 102.0209 | 113.3566 | 113.3566 | 113.3566 | 124.6923 | 124.6923 | 124.6923
| B6 | . | T18 | 103.0514 | 103.0514 | 103.0514 | 114.5016 | 114.5016 | 114.5016 | 125.9518 | 125.9518 | 125.9518
| B6 | . | T19 | 103.0514 | 103.0514 | 103.0514 | 114.5016 | 114.5016 | 114.5016 | 125.9518 | 125.9518 | 125.9518
| B6 | . | T20 | 98.9294 | 98.9294 | 98.9294 | 109.9215 | 109.9215 | 109.9215 | 120.9137 | 120.9137 | 120.9137
| B6 | . | T21 | 93.7768 | 93.7768 | 93.7768 | 104.1965 | 104.1965 | 104.1965 | 114.6161 | 114.6161 | 114.6161
| B6 | . | T22 | 85.5327 | 85.5327 | 85.5327 | 95.0364 | 95.0364 | 95.0364 | 104.54 | 104.54 | 104.54
| B6 | . | T23 | 75.2276 | 75.2276 | 75.2276 | 83.5862 | 83.5862 | 83.5862 | 91.9448 | 91.9448 | 91.9448
| B6 | . | T24 | 64.9224 | 64.9224 | 64.9224 | 72.136 | 72.136 | 72.136 | 79.3496 | 79.3496 | 79.3496
| B7 | . | T1 | 63.2908 | 63.2908 | 63.2908 | 70.3231 | 70.3231 | 70.3231 | 77.3554 | 77.3554 | 77.3554
| B7 | . | T2 | 59.5122 | 59.5122 | 59.5122 | 66.1247 | 66.1247 | 66.1247 | 72.7372 | 72.7372 | 72.7372
| B7 | . | T3 | 56.6783 | 56.6783 | 56.6783 | 62.9759 | 62.9759 | 62.9759 | 69.2735 | 69.2735 | 69.2735
| B7 | . | T4 | 55.7337 | 55.7337 | 55.7337 | 61.9263 | 61.9263 | 61.9263 | 68.1189 | 68.1189 | 68.1189
| B7 | . | T5 | 55.7337 | 55.7337 | 55.7337 | 61.9263 | 61.9263 | 61.9263 | 68.1189 | 68.1189 | 68.1189
| B7 | . | T6 | 56.6783 | 56.6783 | 56.6783 | 62.9759 | 62.9759 | 62.9759 | 69.2735 | 69.2735 | 69.2735
| B7 | . | T7 | 69.9032 | 69.9032 | 69.9032 | 77.6703 | 77.6703 | 77.6703 | 85.4373 | 85.4373 | 85.4373
| B7 | . | T8 | 81.2389 | 81.2389 | 81.2389 | 90.2654 | 90.2654 | 90.2654 | 99.292 | 99.292 | 99.292
| B7 | . | T9 | 89.7406 | 89.7406 | 89.7406 | 99.7118 | 99.7118 | 99.7118 | 109.683 | 109.683 | 109.683
| B7 | . | T10 | 90.6853 | 90.6853 | 90.6853 | 100.7614 | 100.7614 | 100.7614 | 110.8375 | 110.8375 | 110.8375
| B7 | . | T11 | 90.6853 | 90.6853 | 90.6853 | 100.7614 | 100.7614 | 100.7614 | 110.8375 | 110.8375 | 110.8375
| B7 | . | T12 | 89.7406 | 89.7406 | 89.7406 | 99.7118 | 99.7118 | 99.7118 | 109.683 | 109.683 | 109.683
| B7 | . | T13 | 89.7406 | 89.7406 | 89.7406 | 99.7118 | 99.7118 | 99.7118 | 109.683 | 109.683 | 109.683
| B7 | . | T14 | 89.7406 | 89.7406 | 89.7406 | 99.7118 | 99.7118 | 99.7118 | 109.683 | 109.683 | 109.683
| B7 | . | T15 | 87.8514 | 87.8514 | 87.8514 | 97.6126 | 97.6126 | 97.6126 | 107.3739 | 107.3739 | 107.3739
| B7 | . | T16 | 87.8514 | 87.8514 | 87.8514 | 97.6126 | 97.6126 | 97.6126 | 107.3739 | 107.3739 | 107.3739
| B7 | . | T17 | 93.5192 | 93.5192 | 93.5192 | 103.9102 | 103.9102 | 103.9102 | 114.3012 | 114.3012 | 114.3012
| B7 | . | T18 | 94.4638 | 94.4638 | 94.4638 | 104.9598 | 104.9598 | 104.9598 | 115.4558 | 115.4558 | 115.4558
| B7 | . | T19 | 94.4638 | 94.4638 | 94.4638 | 104.9598 | 104.9598 | 104.9598 | 115.4558 | 115.4558 | 115.4558
| B7 | . | T20 | 90.6853 | 90.6853 | 90.6853 | 100.7614 | 100.7614 | 100.7614 | 110.8375 | 110.8375 | 110.8375
| B7 | . | T21 | 85.9621 | 85.9621 | 85.9621 | 95.5134 | 95.5134 | 95.5134 | 105.0648 | 105.0648 | 105.0648
| B7 | . | T22 | 78.405 | 78.405 | 78.405 | 87.1167 | 87.1167 | 87.1167 | 95.8283 | 95.8283 | 95.8283
| B7 | . | T23 | 68.9586 | 68.9586 | 68.9586 | 76.6207 | 76.6207 | 76.6207 | 84.2827 | 84.2827 | 84.2827
| B7 | . | T24 | 59.5122 | 59.5122 | 59.5122 | 66.1247 | 66.1247 | 66.1247 | 72.7372 | 72.7372 | 72.7372
| B8 | . | T1 | 86.3056 | 86.3056 | 86.3056 | 95.8951 | 95.8951 | 95.8951 | 105.4846 | 105.4846 | 105.4846
| B8 | . | T2 | 81.153 | 81.153 | 81.153 | 90.17 | 90.17 | 90.17 | 99.187 | 99.187 | 99.187
| B8 | . | T3 | 77.2886 | 77.2886 | 77.2886 | 85.8762 | 85.8762 | 85.8762 | 94.4638 | 94.4638 | 94.4638
| B8 | . | T4 | 76.0005 | 76.0005 | 76.0005 | 84.445 | 84.445 | 84.445 | 92.8895 | 92.8895 | 92.8895
| B8 | . | T5 | 76.0005 | 76.0005 | 76.0005 | 84.445 | 84.445 | 84.445 | 92.8895 | 92.8895 | 92.8895
| B8 | . | T6 | 77.2886 | 77.2886 | 77.2886 | 85.8762 | 85.8762 | 85.8762 | 94.4638 | 94.4638 | 94.4638
| B8 | . | T7 | 95.3226 | 95.3226 | 95.3226 | 105.914 | 105.914 | 105.914 | 116.5054 | 116.5054 | 116.5054
| B8 | . | T8 | 110.7803 | 110.7803 | 110.7803 | 123.0892 | 123.0892 | 123.0892 | 135.3981 | 135.3981 | 135.3981
| B8 | . | T9 | 122.3736 | 122.3736 | 122.3736 | 135.9707 | 135.9707 | 135.9707 | 149.5677 | 149.5677 | 149.5677
| B8 | . | T10 | 123.6617 | 123.6617 | 123.6617 | 137.4019 | 137.4019 | 137.4019 | 151.1421 | 151.1421 | 151.1421
| B8 | . | T11 | 123.6617 | 123.6617 | 123.6617 | 137.4019 | 137.4019 | 137.4019 | 151.1421 | 151.1421 | 151.1421
| B8 | . | T12 | 122.3736 | 122.3736 | 122.3736 | 135.9707 | 135.9707 | 135.9707 | 149.5677 | 149.5677 | 149.5677
| B8 | . | T13 | 122.3736 | 122.3736 | 122.3736 | 135.9707 | 135.9707 | 135.9707 | 149.5677 | 149.5677 | 149.5677
| B8 | . | T14 | 122.3736 | 122.3736 | 122.3736 | 135.9707 | 135.9707 | 135.9707 | 149.5677 | 149.5677 | 149.5677
| B8 | . | T15 | 119.7973 | 119.7973 | 119.7973 | 133.1081 | 133.1081 | 133.1081 | 146.419 | 146.419 | 146.419
| B8 | . | T16 | 119.7973 | 119.7973 | 119.7973 | 133.1081 | 133.1081 | 133.1081 | 146.419 | 146.419 | 146.419
| B8 | . | T17 | 127.5262 | 127.5262 | 127.5262 | 141.6958 | 141.6958 | 141.6958 | 155.8653 | 155.8653 | 155.8653
| B8 | . | T18 | 128.8143 | 128.8143 | 128.8143 | 143.127 | 143.127 | 143.127 | 157.4397 | 157.4397 | 157.4397
| B8 | . | T19 | 128.8143 | 128.8143 | 128.8143 | 143.127 | 143.127 | 143.127 | 157.4397 | 157.4397 | 157.4397
| B8 | . | T20 | 123.6617 | 123.6617 | 123.6617 | 137.4019 | 137.4019 | 137.4019 | 151.1421 | 151.1421 | 151.1421
| B8 | . | T21 | 117.221 | 117.221 | 117.221 | 130.2456 | 130.2456 | 130.2456 | 143.2702 | 143.2702 | 143.2702
| B8 | . | T22 | 106.9159 | 106.9159 | 106.9159 | 118.7954 | 118.7954 | 118.7954 | 130.675 | 130.675 | 130.675
| B8 | . | T23 | 94.0345 | 94.0345 | 94.0345 | 104.4827 | 104.4827 | 104.4827 | 114.931 | 114.931 | 114.931
| B8 | . | T24 | 81.153 | 81.153 | 81.153 | 90.17 | 90.17 | 90.17 | 99.187 | 99.187 | 99.187
| B9 | . | T1 | 87.744 | 87.744 | 87.744 | 97.4934 | 97.4934 | 97.4934 | 107.2427 | 107.2427 | 107.2427
| B9 | . | T2 | 82.5056 | 82.5056 | 82.5056 | 91.6729 | 91.6729 | 91.6729 | 100.8402 | 100.8402 | 100.8402
| B9 | . | T3 | 78.5767 | 78.5767 | 78.5767 | 87.3075 | 87.3075 | 87.3075 | 96.0382 | 96.0382 | 96.0382
| B9 | . | T4 | 77.2671 | 77.2671 | 77.2671 | 85.8524 | 85.8524 | 85.8524 | 94.4376 | 94.4376 | 94.4376
| B9 | . | T5 | 77.2671 | 77.2671 | 77.2671 | 85.8524 | 85.8524 | 85.8524 | 94.4376 | 94.4376 | 94.4376
| B9 | . | T6 | 78.5767 | 78.5767 | 78.5767 | 87.3075 | 87.3075 | 87.3075 | 96.0382 | 96.0382 | 96.0382
| B9 | . | T7 | 96.9113 | 96.9113 | 96.9113 | 107.6792 | 107.6792 | 107.6792 | 118.4471 | 118.4471 | 118.4471
| B9 | . | T8 | 112.6266 | 112.6266 | 112.6266 | 125.1407 | 125.1407 | 125.1407 | 137.6548 | 137.6548 | 137.6548
| B9 | . | T9 | 124.4132 | 124.4132 | 124.4132 | 138.2369 | 138.2369 | 138.2369 | 152.0605 | 152.0605 | 152.0605
| B9 | . | T10 | 125.7228 | 125.7228 | 125.7228 | 139.692 | 139.692 | 139.692 | 153.6611 | 153.6611 | 153.6611
| B9 | . | T11 | 125.7228 | 125.7228 | 125.7228 | 139.692 | 139.692 | 139.692 | 153.6611 | 153.6611 | 153.6611
| B9 | . | T12 | 124.4132 | 124.4132 | 124.4132 | 138.2369 | 138.2369 | 138.2369 | 152.0605 | 152.0605 | 152.0605
| B9 | . | T13 | 124.4132 | 124.4132 | 124.4132 | 138.2369 | 138.2369 | 138.2369 | 152.0605 | 152.0605 | 152.0605
| B9 | . | T14 | 124.4132 | 124.4132 | 124.4132 | 138.2369 | 138.2369 | 138.2369 | 152.0605 | 152.0605 | 152.0605
| B9 | . | T15 | 121.7939 | 121.7939 | 121.7939 | 135.3266 | 135.3266 | 135.3266 | 148.8593 | 148.8593 | 148.8593
| B9 | . | T16 | 121.7939 | 121.7939 | 121.7939 | 135.3266 | 135.3266 | 135.3266 | 148.8593 | 148.8593 | 148.8593
| B9 | . | T17 | 129.6516 | 129.6516 | 129.6516 | 144.0574 | 144.0574 | 144.0574 | 158.4631 | 158.4631 | 158.4631
| B9 | . | T18 | 130.9612 | 130.9612 | 130.9612 | 145.5124 | 145.5124 | 145.5124 | 160.0637 | 160.0637 | 160.0637
| B9 | . | T19 | 130.9612 | 130.9612 | 130.9612 | 145.5124 | 145.5124 | 145.5124 | 160.0637 | 160.0637 | 160.0637
| B9 | . | T20 | 125.7228 | 125.7228 | 125.7228 | 139.692 | 139.692 | 139.692 | 153.6611 | 153.6611 | 153.6611
| B9 | . | T21 | 119.1747 | 119.1747 | 119.1747 | 132.4164 | 132.4164 | 132.4164 | 145.658 | 145.658 | 145.658
| B9 | . | T22 | 108.6978 | 108.6978 | 108.6978 | 120.7754 | 120.7754 | 120.7754 | 132.8529 | 132.8529 | 132.8529
| B9 | . | T23 | 95.6017 | 95.6017 | 95.6017 | 106.2241 | 106.2241 | 106.2241 | 116.8465 | 116.8465 | 116.8465
| B9 | . | T24 | 82.5056 | 82.5056 | 82.5056 | 91.6729 | 91.6729 | 91.6729 | 100.8402 | 100.8402 | 100.8402
| B10 | . | T1 | 97.813 | 97.813 | 97.813 | 108.6811 | 108.6811 | 108.6811 | 119.5492 | 119.5492 | 119.5492
| B10 | . | T2 | 91.9734 | 91.9734 | 91.9734 | 102.1927 | 102.1927 | 102.1927 | 112.412 | 112.412 | 112.412
| B10 | . | T3 | 87.5937 | 87.5937 | 87.5937 | 97.3264 | 97.3264 | 97.3264 | 107.059 | 107.059 | 107.059
| B10 | . | T4 | 86.1339 | 86.1339 | 86.1339 | 95.7043 | 95.7043 | 95.7043 | 105.2747 | 105.2747 | 105.2747
| B10 | . | T5 | 86.1339 | 86.1339 | 86.1339 | 95.7043 | 95.7043 | 95.7043 | 105.2747 | 105.2747 | 105.2747
| B10 | . | T6 | 87.5937 | 87.5937 | 87.5937 | 97.3264 | 97.3264 | 97.3264 | 107.059 | 107.059 | 107.059
| B10 | . | T7 | 108.0323 | 108.0323 | 108.0323 | 120.0358 | 120.0358 | 120.0358 | 132.0394 | 132.0394 | 132.0394
| B10 | . | T8 | 125.551 | 125.551 | 125.551 | 139.5011 | 139.5011 | 139.5011 | 153.4512 | 153.4512 | 153.4512
| B10 | . | T9 | 138.6901 | 138.6901 | 138.6901 | 154.1001 | 154.1001 | 154.1001 | 169.5101 | 169.5101 | 169.5101
| B10 | . | T10 | 140.15 | 140.15 | 140.15 | 155.7222 | 155.7222 | 155.7222 | 171.2944 | 171.2944 | 171.2944
| B10 | . | T11 | 140.15 | 140.15 | 140.15 | 155.7222 | 155.7222 | 155.7222 | 171.2944 | 171.2944 | 171.2944
| B10 | . | T12 | 138.6901 | 138.6901 | 138.6901 | 154.1001 | 154.1001 | 154.1001 | 169.5101 | 169.5101 | 169.5101
| B10 | . | T13 | 138.6901 | 138.6901 | 138.6901 | 154.1001 | 154.1001 | 154.1001 | 169.5101 | 169.5101 | 169.5101
| B10 | . | T14 | 138.6901 | 138.6901 | 138.6901 | 154.1001 | 154.1001 | 154.1001 | 169.5101 | 169.5101 | 169.5101
| B10 | . | T15 | 135.7703 | 135.7703 | 135.7703 | 150.8559 | 150.8559 | 150.8559 | 165.9415 | 165.9415 | 165.9415
| B10 | . | T16 | 135.7703 | 135.7703 | 135.7703 | 150.8559 | 150.8559 | 150.8559 | 165.9415 | 165.9415 | 165.9415
| B10 | . | T17 | 144.5297 | 144.5297 | 144.5297 | 160.5885 | 160.5885 | 160.5885 | 176.6474 | 176.6474 | 176.6474
| B10 | . | T18 | 145.9895 | 145.9895 | 145.9895 | 162.2106 | 162.2106 | 162.2106 | 178.4317 | 178.4317 | 178.4317
| B10 | . | T19 | 145.9895 | 145.9895 | 145.9895 | 162.2106 | 162.2106 | 162.2106 | 178.4317 | 178.4317 | 178.4317
| B10 | . | T20 | 140.15 | 140.15 | 140.15 | 155.7222 | 155.7222 | 155.7222 | 171.2944 | 171.2944 | 171.2944
| B10 | . | T21 | 132.8505 | 132.8505 | 132.8505 | 147.6117 | 147.6117 | 147.6117 | 162.3728 | 162.3728 | 162.3728
| B10 | . | T22 | 121.1713 | 121.1713 | 121.1713 | 134.6348 | 134.6348 | 134.6348 | 148.0983 | 148.0983 | 148.0983
| B10 | . | T23 | 106.5724 | 106.5724 | 106.5724 | 118.4138 | 118.4138 | 118.4138 | 130.2551 | 130.2551 | 130.2551
| B10 | . | T24 | 91.9734 | 91.9734 | 91.9734 | 102.1927 | 102.1927 | 102.1927 | 112.412 | 112.412 | 112.412
| B11 | . | T1 | 0 | 0 | 0 | 0 | 0 | 0 | 0 | 0 | 0
| B11 | . | T2 | 0 | 0 | 0 | 0 | 0 | 0 | 0 | 0 | 0
| B11 | . | T3 | 0 | 0 | 0 | 0 | 0 | 0 | 0 | 0 | 0
| B11 | . | T4 | 0 | 0 | 0 | 0 | 0 | 0 | 0 | 0 | 0
| B11 | . | T5 | 0 | 0 | 0 | 0 | 0 | 0 | 0 | 0 | 0
| B11 | . | T6 | 0 | 0 | 0 | 0 | 0 | 0 | 0 | 0 | 0
| B11 | . | T7 | 0 | 0 | 0 | 0 | 0 | 0 | 0 | 0 | 0
| B11 | . | T8 | 0 | 0 | 0 | 0 | 0 | 0 | 0 | 0 | 0
| B11 | . | T9 | 0 | 0 | 0 | 0 | 0 | 0 | 0 | 0 | 0
| B11 | . | T10 | 0 | 0 | 0 | 0 | 0 | 0 | 0 | 0 | 0
| B11 | . | T11 | 0 | 0 | 0 | 0 | 0 | 0 | 0 | 0 | 0
| B11 | . | T12 | 0 | 0 | 0 | 0 | 0 | 0 | 0 | 0 | 0
| B11 | . | T13 | 0 | 0 | 0 | 0 | 0 | 0 | 0 | 0 | 0
| B11 | . | T14 | 0 | 0 | 0 | 0 | 0 | 0 | 0 | 0 | 0
| B11 | . | T15 | 0 | 0 | 0 | 0 | 0 | 0 | 0 | 0 | 0
| B11 | . | T16 | 0 | 0 | 0 | 0 | 0 | 0 | 0 | 0 | 0
| B11 | . | T17 | 0 | 0 | 0 | 0 | 0 | 0 | 0 | 0 | 0
| B11 | . | T18 | 0 | 0 | 0 | 0 | 0 | 0 | 0 | 0 | 0
| B11 | . | T19 | 0 | 0 | 0 | 0 | 0 | 0 | 0 | 0 | 0
| B11 | . | T20 | 0 | 0 | 0 | 0 | 0 | 0 | 0 | 0 | 0
| B11 | . | T21 | 0 | 0 | 0 | 0 | 0 | 0 | 0 | 0 | 0
| B11 | . | T22 | 0 | 0 | 0 | 0 | 0 | 0 | 0 | 0 | 0
| B11 | . | T23 | 0 | 0 | 0 | 0 | 0 | 0 | 0 | 0 | 0
| B11 | . | T24 | 0 | 0 | 0 | 0 | 0 | 0 | 0 | 0 | 0
| B12 | . | T1 | 0 | 0 | 0 | 0 | 0 | 0 | 0 | 0 | 0
| B12 | . | T2 | 0 | 0 | 0 | 0 | 0 | 0 | 0 | 0 | 0
| B12 | . | T3 | 0 | 0 | 0 | 0 | 0 | 0 | 0 | 0 | 0
| B12 | . | T4 | 0 | 0 | 0 | 0 | 0 | 0 | 0 | 0 | 0
| B12 | . | T5 | 0 | 0 | 0 | 0 | 0 | 0 | 0 | 0 | 0
| B12 | . | T6 | 0 | 0 | 0 | 0 | 0 | 0 | 0 | 0 | 0
| B12 | . | T7 | 0 | 0 | 0 | 0 | 0 | 0 | 0 | 0 | 0
| B12 | . | T8 | 0 | 0 | 0 | 0 | 0 | 0 | 0 | 0 | 0
| B12 | . | T9 | 0 | 0 | 0 | 0 | 0 | 0 | 0 | 0 | 0
| B12 | . | T10 | 0 | 0 | 0 | 0 | 0 | 0 | 0 | 0 | 0
| B12 | . | T11 | 0 | 0 | 0 | 0 | 0 | 0 | 0 | 0 | 0
| B12 | . | T12 | 0 | 0 | 0 | 0 | 0 | 0 | 0 | 0 | 0
| B12 | . | T13 | 0 | 0 | 0 | 0 | 0 | 0 | 0 | 0 | 0
| B12 | . | T14 | 0 | 0 | 0 | 0 | 0 | 0 | 0 | 0 | 0
| B12 | . | T15 | 0 | 0 | 0 | 0 | 0 | 0 | 0 | 0 | 0
| B12 | . | T16 | 0 | 0 | 0 | 0 | 0 | 0 | 0 | 0 | 0
| B12 | . | T17 | 0 | 0 | 0 | 0 | 0 | 0 | 0 | 0 | 0
| B12 | . | T18 | 0 | 0 | 0 | 0 | 0 | 0 | 0 | 0 | 0
| B12 | . | T19 | 0 | 0 | 0 | 0 | 0 | 0 | 0 | 0 | 0
| B12 | . | T20 | 0 | 0 | 0 | 0 | 0 | 0 | 0 | 0 | 0
| B12 | . | T21 | 0 | 0 | 0 | 0 | 0 | 0 | 0 | 0 | 0
| B12 | . | T22 | 0 | 0 | 0 | 0 | 0 | 0 | 0 | 0 | 0
| B12 | . | T23 | 0 | 0 | 0 | 0 | 0 | 0 | 0 | 0 | 0
| B12 | . | T24 | 0 | 0 | 0 | 0 | 0 | 0 | 0 | 0 | 0
| B13 | . | T1 | 133.7737 | 133.7737 | 133.7737 | 148.6374 | 148.6374 | 148.6374 | 163.5012 | 163.5012 | 163.5012
| B13 | . | T2 | 125.7872 | 125.7872 | 125.7872 | 139.7636 | 139.7636 | 139.7636 | 153.7399 | 153.7399 | 153.7399
| B13 | . | T3 | 119.7973 | 119.7973 | 119.7973 | 133.1081 | 133.1081 | 133.1081 | 146.4189 | 146.4189 | 146.4189
| B13 | . | T4 | 117.8007 | 117.8007 | 117.8007 | 130.8897 | 130.8897 | 130.8897 | 143.9787 | 143.9787 | 143.9787
| B13 | . | T5 | 117.8007 | 117.8007 | 117.8007 | 130.8897 | 130.8897 | 130.8897 | 143.9787 | 143.9787 | 143.9787
| B13 | . | T6 | 119.7973 | 119.7973 | 119.7973 | 133.1081 | 133.1081 | 133.1081 | 146.4189 | 146.4189 | 146.4189
| B13 | . | T7 | 147.75 | 147.75 | 147.75 | 164.1667 | 164.1667 | 164.1667 | 180.5833 | 180.5833 | 180.5833
| B13 | . | T8 | 171.7095 | 171.7095 | 171.7095 | 190.7883 | 190.7883 | 190.7883 | 209.8671 | 209.8671 | 209.8671
| B13 | . | T9 | 189.6791 | 189.6791 | 189.6791 | 210.7546 | 210.7546 | 210.7546 | 231.83 | 231.83 | 231.83
| B13 | . | T10 | 191.6757 | 191.6757 | 191.6757 | 212.973 | 212.973 | 212.973 | 234.2703 | 234.2703 | 234.2703
| B13 | . | T11 | 191.6757 | 191.6757 | 191.6757 | 212.973 | 212.973 | 212.973 | 234.2703 | 234.2703 | 234.2703
| B13 | . | T12 | 189.6791 | 189.6791 | 189.6791 | 210.7546 | 210.7546 | 210.7546 | 231.83 | 231.83 | 231.83
| B13 | . | T13 | 189.6791 | 189.6791 | 189.6791 | 210.7546 | 210.7546 | 210.7546 | 231.83 | 231.83 | 231.83
| B13 | . | T14 | 189.6791 | 189.6791 | 189.6791 | 210.7546 | 210.7546 | 210.7546 | 231.83 | 231.83 | 231.83
| B13 | . | T15 | 185.6859 | 185.6859 | 185.6859 | 206.3176 | 206.3176 | 206.3176 | 226.9494 | 226.9494 | 226.9494
| B13 | . | T16 | 185.6859 | 185.6859 | 185.6859 | 206.3176 | 206.3176 | 206.3176 | 226.9494 | 226.9494 | 226.9494
| B13 | . | T17 | 197.6656 | 197.6656 | 197.6656 | 219.6284 | 219.6284 | 219.6284 | 241.5913 | 241.5913 | 241.5913
| B13 | . | T18 | 199.6622 | 199.6622 | 199.6622 | 221.8468 | 221.8468 | 221.8468 | 244.0315 | 244.0315 | 244.0315
| B13 | . | T19 | 199.6622 | 199.6622 | 199.6622 | 221.8468 | 221.8468 | 221.8468 | 244.0315 | 244.0315 | 244.0315
| B13 | . | T20 | 191.6757 | 191.6757 | 191.6757 | 212.973 | 212.973 | 212.973 | 234.2703 | 234.2703 | 234.2703
| B13 | . | T21 | 181.6926 | 181.6926 | 181.6926 | 201.8807 | 201.8807 | 201.8807 | 222.0687 | 222.0687 | 222.0687
| B13 | . | T22 | 165.7196 | 165.7196 | 165.7196 | 184.1329 | 184.1329 | 184.1329 | 202.5462 | 202.5462 | 202.5462
| B13 | . | T23 | 145.7534 | 145.7534 | 145.7534 | 161.9482 | 161.9482 | 161.9482 | 178.1431 | 178.1431 | 178.1431
| B13 | . | T24 | 125.7872 | 125.7872 | 125.7872 | 139.7636 | 139.7636 | 139.7636 | 153.7399 | 153.7399 | 153.7399
| B14 | . | T1 | 97.813 | 97.813 | 97.813 | 108.6811 | 108.6811 | 108.6811 | 119.5492 | 119.5492 | 119.5492
| B14 | . | T2 | 91.9734 | 91.9734 | 91.9734 | 102.1927 | 102.1927 | 102.1927 | 112.412 | 112.412 | 112.412
| B14 | . | T3 | 87.5937 | 87.5937 | 87.5937 | 97.3264 | 97.3264 | 97.3264 | 107.059 | 107.059 | 107.059
| B14 | . | T4 | 86.1339 | 86.1339 | 86.1339 | 95.7043 | 95.7043 | 95.7043 | 105.2747 | 105.2747 | 105.2747
| B14 | . | T5 | 86.1339 | 86.1339 | 86.1339 | 95.7043 | 95.7043 | 95.7043 | 105.2747 | 105.2747 | 105.2747
| B14 | . | T6 | 87.5937 | 87.5937 | 87.5937 | 97.3264 | 97.3264 | 97.3264 | 107.059 | 107.059 | 107.059
| B14 | . | T7 | 108.0323 | 108.0323 | 108.0323 | 120.0358 | 120.0358 | 120.0358 | 132.0394 | 132.0394 | 132.0394
| B14 | . | T8 | 125.551 | 125.551 | 125.551 | 139.5011 | 139.5011 | 139.5011 | 153.4512 | 153.4512 | 153.4512
| B14 | . | T9 | 138.6901 | 138.6901 | 138.6901 | 154.1001 | 154.1001 | 154.1001 | 169.5101 | 169.5101 | 169.5101
| B14 | . | T10 | 140.15 | 140.15 | 140.15 | 155.7222 | 155.7222 | 155.7222 | 171.2944 | 171.2944 | 171.2944
| B14 | . | T11 | 140.15 | 140.15 | 140.15 | 155.7222 | 155.7222 | 155.7222 | 171.2944 | 171.2944 | 171.2944
| B14 | . | T12 | 138.6901 | 138.6901 | 138.6901 | 154.1001 | 154.1001 | 154.1001 | 169.5101 | 169.5101 | 169.5101
| B14 | . | T13 | 138.6901 | 138.6901 | 138.6901 | 154.1001 | 154.1001 | 154.1001 | 169.5101 | 169.5101 | 169.5101
| B14 | . | T14 | 138.6901 | 138.6901 | 138.6901 | 154.1001 | 154.1001 | 154.1001 | 169.5101 | 169.5101 | 169.5101
| B14 | . | T15 | 135.7703 | 135.7703 | 135.7703 | 150.8559 | 150.8559 | 150.8559 | 165.9415 | 165.9415 | 165.9415
| B14 | . | T16 | 135.7703 | 135.7703 | 135.7703 | 150.8559 | 150.8559 | 150.8559 | 165.9415 | 165.9415 | 165.9415
| B14 | . | T17 | 144.5297 | 144.5297 | 144.5297 | 160.5885 | 160.5885 | 160.5885 | 176.6474 | 176.6474 | 176.6474
| B14 | . | T18 | 145.9895 | 145.9895 | 145.9895 | 162.2106 | 162.2106 | 162.2106 | 178.4317 | 178.4317 | 178.4317
| B14 | . | T19 | 145.9895 | 145.9895 | 145.9895 | 162.2106 | 162.2106 | 162.2106 | 178.4317 | 178.4317 | 178.4317
| B14 | . | T20 | 140.15 | 140.15 | 140.15 | 155.7222 | 155.7222 | 155.7222 | 171.2944 | 171.2944 | 171.2944
| B14 | . | T21 | 132.8505 | 132.8505 | 132.8505 | 147.6117 | 147.6117 | 147.6117 | 162.3728 | 162.3728 | 162.3728
| B14 | . | T22 | 121.1713 | 121.1713 | 121.1713 | 134.6348 | 134.6348 | 134.6348 | 148.0983 | 148.0983 | 148.0983
| B14 | . | T23 | 106.5724 | 106.5724 | 106.5724 | 118.4138 | 118.4138 | 118.4138 | 130.2551 | 130.2551 | 130.2551
| B14 | . | T24 | 91.9734 | 91.9734 | 91.9734 | 102.1927 | 102.1927 | 102.1927 | 112.412 | 112.412 | 112.412
| B15 | . | T1 | 159.6654 | 159.6654 | 159.6654 | 177.406 | 177.406 | 177.406 | 195.1466 | 195.1466 | 195.1466
| B15 | . | T2 | 150.1331 | 150.1331 | 150.1331 | 166.8146 | 166.8146 | 166.8146 | 183.496 | 183.496 | 183.496
| B15 | . | T3 | 142.9839 | 142.9839 | 142.9839 | 158.871 | 158.871 | 158.871 | 174.7581 | 174.7581 | 174.7581
| B15 | . | T4 | 140.6009 | 140.6009 | 140.6009 | 156.2232 | 156.2232 | 156.2232 | 171.8455 | 171.8455 | 171.8455
| B15 | . | T5 | 140.6009 | 140.6009 | 140.6009 | 156.2232 | 156.2232 | 156.2232 | 171.8455 | 171.8455 | 171.8455
| B15 | . | T6 | 142.9839 | 142.9839 | 142.9839 | 158.871 | 158.871 | 158.871 | 174.7581 | 174.7581 | 174.7581
| B15 | . | T7 | 176.3468 | 176.3468 | 176.3468 | 195.9409 | 195.9409 | 195.9409 | 215.5349 | 215.5349 | 215.5349
| B15 | . | T8 | 204.9436 | 204.9436 | 204.9436 | 227.7151 | 227.7151 | 227.7151 | 250.4866 | 250.4866 | 250.4866
| B15 | . | T9 | 226.3912 | 226.3912 | 226.3912 | 251.5458 | 251.5458 | 251.5458 | 276.7003 | 276.7003 | 276.7003
| B15 | . | T10 | 228.7742 | 228.7742 | 228.7742 | 254.1936 | 254.1936 | 254.1936 | 279.6129 | 279.6129 | 279.6129
| B15 | . | T11 | 228.7742 | 228.7742 | 228.7742 | 254.1936 | 254.1936 | 254.1936 | 279.6129 | 279.6129 | 279.6129
| B15 | . | T12 | 226.3912 | 226.3912 | 226.3912 | 251.5458 | 251.5458 | 251.5458 | 276.7003 | 276.7003 | 276.7003
| B15 | . | T13 | 226.3912 | 226.3912 | 226.3912 | 251.5458 | 251.5458 | 251.5458 | 276.7003 | 276.7003 | 276.7003
| B15 | . | T14 | 226.3912 | 226.3912 | 226.3912 | 251.5458 | 251.5458 | 251.5458 | 276.7003 | 276.7003 | 276.7003
| B15 | . | T15 | 221.6251 | 221.6251 | 221.6251 | 246.2501 | 246.2501 | 246.2501 | 270.8751 | 270.8751 | 270.8751
| B15 | . | T16 | 221.6251 | 221.6251 | 221.6251 | 246.2501 | 246.2501 | 246.2501 | 270.8751 | 270.8751 | 270.8751
| B15 | . | T17 | 235.9234 | 235.9234 | 235.9234 | 262.1372 | 262.1372 | 262.1372 | 288.3509 | 288.3509 | 288.3509
| B15 | . | T18 | 238.3065 | 238.3065 | 238.3065 | 264.7849 | 264.7849 | 264.7849 | 291.2634 | 291.2634 | 291.2634
| B15 | . | T19 | 238.3065 | 238.3065 | 238.3065 | 264.7849 | 264.7849 | 264.7849 | 291.2634 | 291.2634 | 291.2634
| B15 | . | T20 | 228.7742 | 228.7742 | 228.7742 | 254.1936 | 254.1936 | 254.1936 | 279.6129 | 279.6129 | 279.6129
| B15 | . | T21 | 216.8589 | 216.8589 | 216.8589 | 240.9544 | 240.9544 | 240.9544 | 265.0498 | 265.0498 | 265.0498
| B15 | . | T22 | 197.7944 | 197.7944 | 197.7944 | 219.7716 | 219.7716 | 219.7716 | 241.7487 | 241.7487 | 241.7487
| B15 | . | T23 | 173.9638 | 173.9638 | 173.9638 | 193.2931 | 193.2931 | 193.2931 | 212.6224 | 212.6224 | 212.6224
| B15 | . | T24 | 150.1331 | 150.1331 | 150.1331 | 166.8146 | 166.8146 | 166.8146 | 183.496 | 183.496 | 183.496
| B16 | . | T1 | 50.3449 | 50.3449 | 50.3449 | 55.9388 | 55.9388 | 55.9388 | 61.5327 | 61.5327 | 61.5327
| B16 | . | T2 | 47.3393 | 47.3393 | 47.3393 | 52.5992 | 52.5992 | 52.5992 | 57.8591 | 57.8591 | 57.8591
| B16 | . | T3 | 45.085 | 45.085 | 45.085 | 50.0945 | 50.0945 | 50.0945 | 55.1039 | 55.1039 | 55.1039
| B16 | . | T4 | 44.3336 | 44.3336 | 44.3336 | 49.2596 | 49.2596 | 49.2596 | 54.1855 | 54.1855 | 54.1855
| B16 | . | T5 | 44.3336 | 44.3336 | 44.3336 | 49.2596 | 49.2596 | 49.2596 | 54.1855 | 54.1855 | 54.1855
| B16 | . | T6 | 45.085 | 45.085 | 45.085 | 50.0945 | 50.0945 | 50.0945 | 55.1039 | 55.1039 | 55.1039
| B16 | . | T7 | 55.6048 | 55.6048 | 55.6048 | 61.7832 | 61.7832 | 61.7832 | 67.9615 | 67.9615 | 67.9615
| B16 | . | T8 | 64.6218 | 64.6218 | 64.6218 | 71.802 | 71.802 | 71.802 | 78.9822 | 78.9822 | 78.9822
| B16 | . | T9 | 71.3846 | 71.3846 | 71.3846 | 79.3162 | 79.3162 | 79.3162 | 87.2479 | 87.2479 | 87.2479
| B16 | . | T10 | 72.136 | 72.136 | 72.136 | 80.1511 | 80.1511 | 80.1511 | 88.1662 | 88.1662 | 88.1662
| B16 | . | T11 | 72.136 | 72.136 | 72.136 | 80.1511 | 80.1511 | 80.1511 | 88.1662 | 88.1662 | 88.1662
| B16 | . | T12 | 71.3846 | 71.3846 | 71.3846 | 79.3162 | 79.3162 | 79.3162 | 87.2479 | 87.2479 | 87.2479
| B16 | . | T13 | 71.3846 | 71.3846 | 71.3846 | 79.3162 | 79.3162 | 79.3162 | 87.2479 | 87.2479 | 87.2479
| B16 | . | T14 | 71.3846 | 71.3846 | 71.3846 | 79.3162 | 79.3162 | 79.3162 | 87.2479 | 87.2479 | 87.2479
| B16 | . | T15 | 69.8818 | 69.8818 | 69.8818 | 77.6464 | 77.6464 | 77.6464 | 85.4111 | 85.4111 | 85.4111
| B16 | . | T16 | 69.8818 | 69.8818 | 69.8818 | 77.6464 | 77.6464 | 77.6464 | 85.4111 | 85.4111 | 85.4111
| B16 | . | T17 | 74.3903 | 74.3903 | 74.3903 | 82.6559 | 82.6559 | 82.6559 | 90.9214 | 90.9214 | 90.9214
| B16 | . | T18 | 75.1417 | 75.1417 | 75.1417 | 83.4908 | 83.4908 | 83.4908 | 91.8398 | 91.8398 | 91.8398
| B16 | . | T19 | 75.1417 | 75.1417 | 75.1417 | 83.4908 | 83.4908 | 83.4908 | 91.8398 | 91.8398 | 91.8398
| B16 | . | T20 | 72.136 | 72.136 | 72.136 | 80.1511 | 80.1511 | 80.1511 | 88.1662 | 88.1662 | 88.1662
| B16 | . | T21 | 68.3789 | 68.3789 | 68.3789 | 75.9766 | 75.9766 | 75.9766 | 83.5743 | 83.5743 | 83.5743
| B16 | . | T22 | 62.3676 | 62.3676 | 62.3676 | 69.2973 | 69.2973 | 69.2973 | 76.2271 | 76.2271 | 76.2271
| B16 | . | T23 | 54.8534 | 54.8534 | 54.8534 | 60.9483 | 60.9483 | 60.9483 | 67.0431 | 67.0431 | 67.0431
| B16 | . | T24 | 47.3393 | 47.3393 | 47.3393 | 52.5992 | 52.5992 | 52.5992 | 57.8591 | 57.8591 | 57.8591
| B17 | . | T1 | 0 | 0 | 0 | 0 | 0 | 0 | 0 | 0 | 0
| B17 | . | T2 | 0 | 0 | 0 | 0 | 0 | 0 | 0 | 0 | 0
| B17 | . | T3 | 0 | 0 | 0 | 0 | 0 | 0 | 0 | 0 | 0
| B17 | . | T4 | 0 | 0 | 0 | 0 | 0 | 0 | 0 | 0 | 0
| B17 | . | T5 | 0 | 0 | 0 | 0 | 0 | 0 | 0 | 0 | 0
| B17 | . | T6 | 0 | 0 | 0 | 0 | 0 | 0 | 0 | 0 | 0
| B17 | . | T7 | 0 | 0 | 0 | 0 | 0 | 0 | 0 | 0 | 0
| B17 | . | T8 | 0 | 0 | 0 | 0 | 0 | 0 | 0 | 0 | 0
| B17 | . | T9 | 0 | 0 | 0 | 0 | 0 | 0 | 0 | 0 | 0
| B17 | . | T10 | 0 | 0 | 0 | 0 | 0 | 0 | 0 | 0 | 0
| B17 | . | T11 | 0 | 0 | 0 | 0 | 0 | 0 | 0 | 0 | 0
| B17 | . | T12 | 0 | 0 | 0 | 0 | 0 | 0 | 0 | 0 | 0
| B17 | . | T13 | 0 | 0 | 0 | 0 | 0 | 0 | 0 | 0 | 0
| B17 | . | T14 | 0 | 0 | 0 | 0 | 0 | 0 | 0 | 0 | 0
| B17 | . | T15 | 0 | 0 | 0 | 0 | 0 | 0 | 0 | 0 | 0
| B17 | . | T16 | 0 | 0 | 0 | 0 | 0 | 0 | 0 | 0 | 0
| B17 | . | T17 | 0 | 0 | 0 | 0 | 0 | 0 | 0 | 0 | 0
| B17 | . | T18 | 0 | 0 | 0 | 0 | 0 | 0 | 0 | 0 | 0
| B17 | . | T19 | 0 | 0 | 0 | 0 | 0 | 0 | 0 | 0 | 0
| B17 | . | T20 | 0 | 0 | 0 | 0 | 0 | 0 | 0 | 0 | 0
| B17 | . | T21 | 0 | 0 | 0 | 0 | 0 | 0 | 0 | 0 | 0
| B17 | . | T22 | 0 | 0 | 0 | 0 | 0 | 0 | 0 | 0 | 0
| B17 | . | T23 | 0 | 0 | 0 | 0 | 0 | 0 | 0 | 0 | 0
| B17 | . | T24 | 0 | 0 | 0 | 0 | 0 | 0 | 0 | 0 | 0
| B18 | . | T1 | 168.2959 | 168.2959 | 168.2959 | 186.9955 | 186.9955 | 186.9955 | 205.695 | 205.695 | 205.695
| B18 | . | T2 | 158.2484 | 158.2484 | 158.2484 | 175.8316 | 175.8316 | 175.8316 | 193.4147 | 193.4147 | 193.4147
| B18 | . | T3 | 150.7127 | 150.7127 | 150.7127 | 167.4586 | 167.4586 | 167.4586 | 184.2044 | 184.2044 | 184.2044
| B18 | . | T4 | 148.2009 | 148.2009 | 148.2009 | 164.6677 | 164.6677 | 164.6677 | 181.1344 | 181.1344 | 181.1344
| B18 | . | T5 | 148.2009 | 148.2009 | 148.2009 | 164.6677 | 164.6677 | 164.6677 | 181.1344 | 181.1344 | 181.1344
| B18 | . | T6 | 150.7127 | 150.7127 | 150.7127 | 167.4586 | 167.4586 | 167.4586 | 184.2044 | 184.2044 | 184.2044
| B18 | . | T7 | 185.879 | 185.879 | 185.879 | 206.5323 | 206.5323 | 206.5323 | 227.1855 | 227.1855 | 227.1855
| B18 | . | T8 | 216.0216 | 216.0216 | 216.0216 | 240.024 | 240.024 | 240.024 | 264.0264 | 264.0264 | 264.0264
| B18 | . | T9 | 238.6285 | 238.6285 | 238.6285 | 265.1428 | 265.1428 | 265.1428 | 291.6571 | 291.6571 | 291.6571
| B18 | . | T10 | 241.1404 | 241.1404 | 241.1404 | 267.9337 | 267.9337 | 267.9337 | 294.7271 | 294.7271 | 294.7271
| B18 | . | T11 | 241.1404 | 241.1404 | 241.1404 | 267.9337 | 267.9337 | 267.9337 | 294.7271 | 294.7271 | 294.7271
| B18 | . | T12 | 238.6285 | 238.6285 | 238.6285 | 265.1428 | 265.1428 | 265.1428 | 291.6571 | 291.6571 | 291.6571
| B18 | . | T13 | 238.6285 | 238.6285 | 238.6285 | 265.1428 | 265.1428 | 265.1428 | 291.6571 | 291.6571 | 291.6571
| B18 | . | T14 | 238.6285 | 238.6285 | 238.6285 | 265.1428 | 265.1428 | 265.1428 | 291.6571 | 291.6571 | 291.6571
| B18 | . | T15 | 233.6048 | 233.6048 | 233.6048 | 259.5609 | 259.5609 | 259.5609 | 285.517 | 285.517 | 285.517
| B18 | . | T16 | 233.6048 | 233.6048 | 233.6048 | 259.5609 | 259.5609 | 259.5609 | 285.517 | 285.517 | 285.517
| B18 | . | T17 | 248.6761 | 248.6761 | 248.6761 | 276.3067 | 276.3067 | 276.3067 | 303.9374 | 303.9374 | 303.9374
| B18 | . | T18 | 251.1879 | 251.1879 | 251.1879 | 279.0976 | 279.0976 | 279.0976 | 307.0074 | 307.0074 | 307.0074
| B18 | . | T19 | 251.1879 | 251.1879 | 251.1879 | 279.0976 | 279.0976 | 279.0976 | 307.0074 | 307.0074 | 307.0074
| B18 | . | T20 | 241.1404 | 241.1404 | 241.1404 | 267.9337 | 267.9337 | 267.9337 | 294.7271 | 294.7271 | 294.7271
| B18 | . | T21 | 228.581 | 228.581 | 228.581 | 253.9789 | 253.9789 | 253.9789 | 279.3768 | 279.3768 | 279.3768
| B18 | . | T22 | 208.486 | 208.486 | 208.486 | 231.6511 | 231.6511 | 231.6511 | 254.8162 | 254.8162 | 254.8162
| B18 | . | T23 | 183.3672 | 183.3672 | 183.3672 | 203.7413 | 203.7413 | 203.7413 | 224.1155 | 224.1155 | 224.1155
| B18 | . | T24 | 158.2484 | 158.2484 | 158.2484 | 175.8316 | 175.8316 | 175.8316 | 193.4147 | 193.4147 | 193.4147
| B19 | . | T1 | 92.0593 | 92.0593 | 92.0593 | 102.2881 | 102.2881 | 102.2881 | 112.5169 | 112.5169 | 112.5169
| B19 | . | T2 | 86.5632 | 86.5632 | 86.5632 | 96.1814 | 96.1814 | 96.1814 | 105.7995 | 105.7995 | 105.7995
| B19 | . | T3 | 82.4412 | 82.4412 | 82.4412 | 91.6013 | 91.6013 | 91.6013 | 100.7614 | 100.7614 | 100.7614
| B19 | . | T4 | 81.0672 | 81.0672 | 81.0672 | 90.0746 | 90.0746 | 90.0746 | 99.0821 | 99.0821 | 99.0821
| B19 | . | T5 | 81.0672 | 81.0672 | 81.0672 | 90.0746 | 90.0746 | 90.0746 | 99.0821 | 99.0821 | 99.0821
| B19 | . | T6 | 82.4412 | 82.4412 | 82.4412 | 91.6013 | 91.6013 | 91.6013 | 100.7614 | 100.7614 | 100.7614
| B19 | . | T7 | 101.6774 | 101.6774 | 101.6774 | 112.9749 | 112.9749 | 112.9749 | 124.2724 | 124.2724 | 124.2724
| B19 | . | T8 | 118.1657 | 118.1657 | 118.1657 | 131.2952 | 131.2952 | 131.2952 | 144.4247 | 144.4247 | 144.4247
| B19 | . | T9 | 130.5319 | 130.5319 | 130.5319 | 145.0354 | 145.0354 | 145.0354 | 159.5389 | 159.5389 | 159.5389
| B19 | . | T10 | 131.9058 | 131.9058 | 131.9058 | 146.562 | 146.562 | 146.562 | 161.2183 | 161.2183 | 161.2183
| B19 | . | T11 | 131.9058 | 131.9058 | 131.9058 | 146.562 | 146.562 | 146.562 | 161.2183 | 161.2183 | 161.2183
| B19 | . | T12 | 130.5319 | 130.5319 | 130.5319 | 145.0354 | 145.0354 | 145.0354 | 159.5389 | 159.5389 | 159.5389
| B19 | . | T13 | 130.5319 | 130.5319 | 130.5319 | 145.0354 | 145.0354 | 145.0354 | 159.5389 | 159.5389 | 159.5389
| B19 | . | T14 | 130.5319 | 130.5319 | 130.5319 | 145.0354 | 145.0354 | 145.0354 | 159.5389 | 159.5389 | 159.5389
| B19 | . | T15 | 127.7838 | 127.7838 | 127.7838 | 141.982 | 141.982 | 141.982 | 156.1802 | 156.1802 | 156.1802
| B19 | . | T16 | 127.7838 | 127.7838 | 127.7838 | 141.982 | 141.982 | 141.982 | 156.1802 | 156.1802 | 156.1802
| B19 | . | T17 | 136.0279 | 136.0279 | 136.0279 | 151.1421 | 151.1421 | 151.1421 | 166.2564 | 166.2564 | 166.2564
| B19 | . | T18 | 137.4019 | 137.4019 | 137.4019 | 152.6688 | 152.6688 | 152.6688 | 167.9357 | 167.9357 | 167.9357
| B19 | . | T19 | 137.4019 | 137.4019 | 137.4019 | 152.6688 | 152.6688 | 152.6688 | 167.9357 | 167.9357 | 167.9357
| B19 | . | T20 | 131.9058 | 131.9058 | 131.9058 | 146.562 | 146.562 | 146.562 | 161.2183 | 161.2183 | 161.2183
| B19 | . | T21 | 125.0358 | 125.0358 | 125.0358 | 138.9286 | 138.9286 | 138.9286 | 152.8215 | 152.8215 | 152.8215
| B19 | . | T22 | 114.0436 | 114.0436 | 114.0436 | 126.7151 | 126.7151 | 126.7151 | 139.3866 | 139.3866 | 139.3866
| B19 | . | T23 | 100.3034 | 100.3034 | 100.3034 | 111.4483 | 111.4483 | 111.4483 | 122.5931 | 122.5931 | 122.5931
| B19 | . | T24 | 86.5632 | 86.5632 | 86.5632 | 96.1814 | 96.1814 | 96.1814 | 105.7995 | 105.7995 | 105.7995
| B20 | . | T1 | 64.7292 | 64.7292 | 64.7292 | 71.9213 | 71.9213 | 71.9213 | 79.1135 | 79.1135 | 79.1135
| B20 | . | T2 | 60.8648 | 60.8648 | 60.8648 | 67.6275 | 67.6275 | 67.6275 | 74.3903 | 74.3903 | 74.3903
| B20 | . | T3 | 57.9664 | 57.9664 | 57.9664 | 64.4072 | 64.4072 | 64.4072 | 70.8479 | 70.8479 | 70.8479
| B20 | . | T4 | 57.0003 | 57.0003 | 57.0003 | 63.3337 | 63.3337 | 63.3337 | 69.6671 | 69.6671 | 69.6671
| B20 | . | T5 | 57.0003 | 57.0003 | 57.0003 | 63.3337 | 63.3337 | 63.3337 | 69.6671 | 69.6671 | 69.6671
| B20 | . | T6 | 57.9664 | 57.9664 | 57.9664 | 64.4072 | 64.4072 | 64.4072 | 70.8479 | 70.8479 | 70.8479
| B20 | . | T7 | 71.4919 | 71.4919 | 71.4919 | 79.4355 | 79.4355 | 79.4355 | 87.379 | 87.379 | 87.379
| B20 | . | T8 | 83.0852 | 83.0852 | 83.0852 | 92.3169 | 92.3169 | 92.3169 | 101.5486 | 101.5486 | 101.5486
| B20 | . | T9 | 91.7802 | 91.7802 | 91.7802 | 101.978 | 101.978 | 101.978 | 112.1758 | 112.1758 | 112.1758
| B20 | . | T10 | 92.7463 | 92.7463 | 92.7463 | 103.0514 | 103.0514 | 103.0514 | 113.3566 | 113.3566 | 113.3566
| B20 | . | T11 | 92.7463 | 92.7463 | 92.7463 | 103.0514 | 103.0514 | 103.0514 | 113.3566 | 113.3566 | 113.3566
| B20 | . | T12 | 91.7802 | 91.7802 | 91.7802 | 101.978 | 101.978 | 101.978 | 112.1758 | 112.1758 | 112.1758
| B20 | . | T13 | 91.7802 | 91.7802 | 91.7802 | 101.978 | 101.978 | 101.978 | 112.1758 | 112.1758 | 112.1758
| B20 | . | T14 | 91.7802 | 91.7802 | 91.7802 | 101.978 | 101.978 | 101.978 | 112.1758 | 112.1758 | 112.1758
| B20 | . | T15 | 89.848 | 89.848 | 89.848 | 99.8311 | 99.8311 | 99.8311 | 109.8142 | 109.8142 | 109.8142
| B20 | . | T16 | 89.848 | 89.848 | 89.848 | 99.8311 | 99.8311 | 99.8311 | 109.8142 | 109.8142 | 109.8142
| B20 | . | T17 | 95.6446 | 95.6446 | 95.6446 | 106.2718 | 106.2718 | 106.2718 | 116.899 | 116.899 | 116.899
| B20 | . | T18 | 96.6107 | 96.6107 | 96.6107 | 107.3452 | 107.3452 | 107.3452 | 118.0798 | 118.0798 | 118.0798
| B20 | . | T19 | 96.6107 | 96.6107 | 96.6107 | 107.3452 | 107.3452 | 107.3452 | 118.0798 | 118.0798 | 118.0798
| B20 | . | T20 | 92.7463 | 92.7463 | 92.7463 | 103.0514 | 103.0514 | 103.0514 | 113.3566 | 113.3566 | 113.3566
| B20 | . | T21 | 87.9158 | 87.9158 | 87.9158 | 97.6842 | 97.6842 | 97.6842 | 107.4526 | 107.4526 | 107.4526
| B20 | . | T22 | 80.1869 | 80.1869 | 80.1869 | 89.0966 | 89.0966 | 89.0966 | 98.0062 | 98.0062 | 98.0062
| B20 | . | T23 | 70.5258 | 70.5258 | 70.5258 | 78.3621 | 78.3621 | 78.3621 | 86.1983 | 86.1983 | 86.1983
| B20 | . | T24 | 60.8648 | 60.8648 | 60.8648 | 67.6275 | 67.6275 | 67.6275 | 74.3903 | 74.3903 | 74.3903
| B21 | . | T1 | 0 | 0 | 0 | 0 | 0 | 0 | 0 | 0 | 0
| B21 | . | T2 | 0 | 0 | 0 | 0 | 0 | 0 | 0 | 0 | 0
| B21 | . | T3 | 0 | 0 | 0 | 0 | 0 | 0 | 0 | 0 | 0
| B21 | . | T4 | 0 | 0 | 0 | 0 | 0 | 0 | 0 | 0 | 0
| B21 | . | T5 | 0 | 0 | 0 | 0 | 0 | 0 | 0 | 0 | 0
| B21 | . | T6 | 0 | 0 | 0 | 0 | 0 | 0 | 0 | 0 | 0
| B21 | . | T7 | 0 | 0 | 0 | 0 | 0 | 0 | 0 | 0 | 0
| B21 | . | T8 | 0 | 0 | 0 | 0 | 0 | 0 | 0 | 0 | 0
| B21 | . | T9 | 0 | 0 | 0 | 0 | 0 | 0 | 0 | 0 | 0
| B21 | . | T10 | 0 | 0 | 0 | 0 | 0 | 0 | 0 | 0 | 0
| B21 | . | T11 | 0 | 0 | 0 | 0 | 0 | 0 | 0 | 0 | 0
| B21 | . | T12 | 0 | 0 | 0 | 0 | 0 | 0 | 0 | 0 | 0
| B21 | . | T13 | 0 | 0 | 0 | 0 | 0 | 0 | 0 | 0 | 0
| B21 | . | T14 | 0 | 0 | 0 | 0 | 0 | 0 | 0 | 0 | 0
| B21 | . | T15 | 0 | 0 | 0 | 0 | 0 | 0 | 0 | 0 | 0
| B21 | . | T16 | 0 | 0 | 0 | 0 | 0 | 0 | 0 | 0 | 0
| B21 | . | T17 | 0 | 0 | 0 | 0 | 0 | 0 | 0 | 0 | 0
| B21 | . | T18 | 0 | 0 | 0 | 0 | 0 | 0 | 0 | 0 | 0
| B21 | . | T19 | 0 | 0 | 0 | 0 | 0 | 0 | 0 | 0 | 0
| B21 | . | T20 | 0 | 0 | 0 | 0 | 0 | 0 | 0 | 0 | 0
| B21 | . | T21 | 0 | 0 | 0 | 0 | 0 | 0 | 0 | 0 | 0
| B21 | . | T22 | 0 | 0 | 0 | 0 | 0 | 0 | 0 | 0 | 0
| B21 | . | T23 | 0 | 0 | 0 | 0 | 0 | 0 | 0 | 0 | 0
| B21 | . | T24 | 0 | 0 | 0 | 0 | 0 | 0 | 0 | 0 | 0
| B22 | . | T1 | 0 | 0 | 0 | 0 | 0 | 0 | 0 | 0 | 0
| B22 | . | T2 | 0 | 0 | 0 | 0 | 0 | 0 | 0 | 0 | 0
| B22 | . | T3 | 0 | 0 | 0 | 0 | 0 | 0 | 0 | 0 | 0
| B22 | . | T4 | 0 | 0 | 0 | 0 | 0 | 0 | 0 | 0 | 0
| B22 | . | T5 | 0 | 0 | 0 | 0 | 0 | 0 | 0 | 0 | 0
| B22 | . | T6 | 0 | 0 | 0 | 0 | 0 | 0 | 0 | 0 | 0
| B22 | . | T7 | 0 | 0 | 0 | 0 | 0 | 0 | 0 | 0 | 0
| B22 | . | T8 | 0 | 0 | 0 | 0 | 0 | 0 | 0 | 0 | 0
| B22 | . | T9 | 0 | 0 | 0 | 0 | 0 | 0 | 0 | 0 | 0
| B22 | . | T10 | 0 | 0 | 0 | 0 | 0 | 0 | 0 | 0 | 0
| B22 | . | T11 | 0 | 0 | 0 | 0 | 0 | 0 | 0 | 0 | 0
| B22 | . | T12 | 0 | 0 | 0 | 0 | 0 | 0 | 0 | 0 | 0
| B22 | . | T13 | 0 | 0 | 0 | 0 | 0 | 0 | 0 | 0 | 0
| B22 | . | T14 | 0 | 0 | 0 | 0 | 0 | 0 | 0 | 0 | 0
| B22 | . | T15 | 0 | 0 | 0 | 0 | 0 | 0 | 0 | 0 | 0
| B22 | . | T16 | 0 | 0 | 0 | 0 | 0 | 0 | 0 | 0 | 0
| B22 | . | T17 | 0 | 0 | 0 | 0 | 0 | 0 | 0 | 0 | 0
| B22 | . | T18 | 0 | 0 | 0 | 0 | 0 | 0 | 0 | 0 | 0
| B22 | . | T19 | 0 | 0 | 0 | 0 | 0 | 0 | 0 | 0 | 0
| B22 | . | T20 | 0 | 0 | 0 | 0 | 0 | 0 | 0 | 0 | 0
| B22 | . | T21 | 0 | 0 | 0 | 0 | 0 | 0 | 0 | 0 | 0
| B22 | . | T22 | 0 | 0 | 0 | 0 | 0 | 0 | 0 | 0 | 0
| B22 | . | T23 | 0 | 0 | 0 | 0 | 0 | 0 | 0 | 0 | 0
| B22 | . | T24 | 0 | 0 | 0 | 0 | 0 | 0 | 0 | 0 | 0
| B23 | . | T1 | 0 | 0 | 0 | 0 | 0 | 0 | 0 | 0 | 0
| B23 | . | T2 | 0 | 0 | 0 | 0 | 0 | 0 | 0 | 0 | 0
| B23 | . | T3 | 0 | 0 | 0 | 0 | 0 | 0 | 0 | 0 | 0
| B23 | . | T4 | 0 | 0 | 0 | 0 | 0 | 0 | 0 | 0 | 0
| B23 | . | T5 | 0 | 0 | 0 | 0 | 0 | 0 | 0 | 0 | 0
| B23 | . | T6 | 0 | 0 | 0 | 0 | 0 | 0 | 0 | 0 | 0
| B23 | . | T7 | 0 | 0 | 0 | 0 | 0 | 0 | 0 | 0 | 0
| B23 | . | T8 | 0 | 0 | 0 | 0 | 0 | 0 | 0 | 0 | 0
| B23 | . | T9 | 0 | 0 | 0 | 0 | 0 | 0 | 0 | 0 | 0
| B23 | . | T10 | 0 | 0 | 0 | 0 | 0 | 0 | 0 | 0 | 0
| B23 | . | T11 | 0 | 0 | 0 | 0 | 0 | 0 | 0 | 0 | 0
| B23 | . | T12 | 0 | 0 | 0 | 0 | 0 | 0 | 0 | 0 | 0
| B23 | . | T13 | 0 | 0 | 0 | 0 | 0 | 0 | 0 | 0 | 0
| B23 | . | T14 | 0 | 0 | 0 | 0 | 0 | 0 | 0 | 0 | 0
| B23 | . | T15 | 0 | 0 | 0 | 0 | 0 | 0 | 0 | 0 | 0
| B23 | . | T16 | 0 | 0 | 0 | 0 | 0 | 0 | 0 | 0 | 0
| B23 | . | T17 | 0 | 0 | 0 | 0 | 0 | 0 | 0 | 0 | 0
| B23 | . | T18 | 0 | 0 | 0 | 0 | 0 | 0 | 0 | 0 | 0
| B23 | . | T19 | 0 | 0 | 0 | 0 | 0 | 0 | 0 | 0 | 0
| B23 | . | T20 | 0 | 0 | 0 | 0 | 0 | 0 | 0 | 0 | 0
| B23 | . | T21 | 0 | 0 | 0 | 0 | 0 | 0 | 0 | 0 | 0
| B23 | . | T22 | 0 | 0 | 0 | 0 | 0 | 0 | 0 | 0 | 0
| B23 | . | T23 | 0 | 0 | 0 | 0 | 0 | 0 | 0 | 0 | 0
| B23 | . | T24 | 0 | 0 | 0 | 0 | 0 | 0 | 0 | 0 | 0
| B24 | . | T1 | 0 | 0 | 0 | 0 | 0 | 0 | 0 | 0 | 0
| B24 | . | T2 | 0 | 0 | 0 | 0 | 0 | 0 | 0 | 0 | 0
| B24 | . | T3 | 0 | 0 | 0 | 0 | 0 | 0 | 0 | 0 | 0
| B24 | . | T4 | 0 | 0 | 0 | 0 | 0 | 0 | 0 | 0 | 0
| B24 | . | T5 | 0 | 0 | 0 | 0 | 0 | 0 | 0 | 0 | 0
| B24 | . | T6 | 0 | 0 | 0 | 0 | 0 | 0 | 0 | 0 | 0
| B24 | . | T7 | 0 | 0 | 0 | 0 | 0 | 0 | 0 | 0 | 0
| B24 | . | T8 | 0 | 0 | 0 | 0 | 0 | 0 | 0 | 0 | 0
| B24 | . | T9 | 0 | 0 | 0 | 0 | 0 | 0 | 0 | 0 | 0
| B24 | . | T10 | 0 | 0 | 0 | 0 | 0 | 0 | 0 | 0 | 0
| B24 | . | T11 | 0 | 0 | 0 | 0 | 0 | 0 | 0 | 0 | 0
| B24 | . | T12 | 0 | 0 | 0 | 0 | 0 | 0 | 0 | 0 | 0
| B24 | . | T13 | 0 | 0 | 0 | 0 | 0 | 0 | 0 | 0 | 0
| B24 | . | T14 | 0 | 0 | 0 | 0 | 0 | 0 | 0 | 0 | 0
| B24 | . | T15 | 0 | 0 | 0 | 0 | 0 | 0 | 0 | 0 | 0
| B24 | . | T16 | 0 | 0 | 0 | 0 | 0 | 0 | 0 | 0 | 0
| B24 | . | T17 | 0 | 0 | 0 | 0 | 0 | 0 | 0 | 0 | 0
| B24 | . | T18 | 0 | 0 | 0 | 0 | 0 | 0 | 0 | 0 | 0
| B24 | . | T19 | 0 | 0 | 0 | 0 | 0 | 0 | 0 | 0 | 0
| B24 | . | T20 | 0 | 0 | 0 | 0 | 0 | 0 | 0 | 0 | 0
| B24 | . | T21 | 0 | 0 | 0 | 0 | 0 | 0 | 0 | 0 | 0
| B24 | . | T22 | 0 | 0 | 0 | 0 | 0 | 0 | 0 | 0 | 0
| B24 | . | T23 | 0 | 0 | 0 | 0 | 0 | 0 | 0 | 0 | 0
| B24 | . | T24 | 0 | 0 | 0 | 0 | 0 | 0 | 0 | 0 | 0

## Generation
Thermal Generators' Data
| 6-bus | bus | CostPmin | pmin | pmax | MD | IS_off | MU | Ramp | Su | Cost Function Slope ( Piecewise Linearization Method, 10 Segments)
|  | [#] | [$] | [MW] | [MW] | [h] | [#] | [h] | [MW/h] | [$] | [$/MWh]
| G1 | 1 | 1566.9 | 100 | 220 | 4 | 1 | 4 | 55 | 180 | 14.384 | 14.444 | 14.54 | 14.636 | 14.732 | 14.828 | 14.924 | 15.02 | 15.116 | 15.212
| G2 | 2 | 456 | 10 | 100 | 2 | 1 | 3 | 50 | 360 | 32.629 | 32.647 | 32.665 | 32.683 | 32.701 | 32.719 | 32.737 | 32.755 | 32.773 | 32.791
| G3 | 6 | 313.9 | 10 | 20 | 1 | 1 | 1 | 20 | 60 | 17.705 | 17.715 | 17.725 | 17.735 | 17.745 | 17.755 | 17.765 | 17.775 | 17.785 | 17.795
| 24-bus | bus | CostPmin | pmin | pmax | MD | IS_off | MU | Ramp | Su | Cost Function Slope ( Piecewise Linearization Method, 10 Segments)
|  | [#] | [$] | [MW] | [MW] | [h] | [#] | [h] | [MW/h] | [$] | [$/MWh]
| G1 | 1 | 714.2425 | 30.4 | 152 | 4 | 1 | 8 | 120 | 1430.4 | 17.1129 | 17.4568 | 17.8008 | 18.1447 | 18.4886 | 18.8326 | 19.1765 | 19.5204 | 19.8644 | 20.2083
| G2 | 2 | 714.2425 | 30.4 | 152 | 4 | 1 | 8 | 120 | 1430.4 | 17.1129 | 17.4568 | 17.8008 | 18.1447 | 18.4886 | 18.8326 | 19.1765 | 19.5204 | 19.8644 | 20.2083
| G3 | 7 | 4352.4135 | 75 | 350 | 8 | 1 | 8 | 350 | 1725 | 52.7474 | 55.1177 | 57.4879 | 59.8581 | 62.2284 | 64.5986 | 66.9689 | 69.3391 | 71.7093 | 74.0796
| G4 | 13 | 11196.1276 | 207 | 591 | 10 | 1 | 12 | 240 | 3056.7 | 51.8241 | 52.3748 | 52.9254 | 53.4761 | 54.0267 | 54.5774 | 55.128 | 55.6787 | 56.2294 | 56.78
| G5 | 15 | 812.4445 | 12 | 60 | 2 | 1 | 4 | 60 | 437 | 66.0223 | 69.175 | 72.3278 | 75.4805 | 78.6333 | 81.786 | 84.9388 | 88.0915 | 91.2443 | 94.3971
| G6 | 15 | 1079.52 | 54.3 | 155 | 8 | 1 | 8 | 155 | 312 | 13.3783 | 13.5463 | 13.7143 | 13.8823 | 14.0503 | 14.2183 | 14.3863 | 14.5543 | 14.7223 | 14.8903
| G7 | 16 | 1079.52 | 54.3 | 155 | 8 | 1 | 8 | 155 | 312 | 13.3783 | 13.5463 | 13.7143 | 13.8823 | 14.0503 | 14.2183 | 14.3863 | 14.5543 | 14.7223 | 14.8903
| G8 | 18 | 839.8149 | 100 | 400 | 1 | 1 | 1 | 400 | 0 | 4.4721 | 4.4849 | 4.4977 | 4.5104 | 4.5232 | 4.536 | 4.5488 | 4.5616 | 4.5743 | 4.5871
| G9 | 21 | 839.8149 | 100 | 400 | 1 | 1 | 1 | 400 | 0 | 4.4721 | 4.4849 | 4.4977 | 4.5104 | 4.5232 | 4.536 | 4.5488 | 4.5616 | 4.5743 | 4.5871
| G10 | 22 | 0.061 | 300 | 300 | 0 | 1 | 0 | 300 | 0 | 0.001 | 0.001 | 0.001 | 0.001 | 0.001 | 0.001 | 0.001 | 0.001 | 0.001 | 0.001
| G11 | 23 | 1825.9937 | 108.6 | 310 | 8 | 1 | 8 | 180 | 624 | 14.3682 | 14.7042 | 15.0402 | 15.3762 | 15.7123 | 16.0237 | 16.4089 | 16.7203 | 17.0563 | 17.3923
| G12 | 23 | 2419.9814 | 140 | 350 | 8 | 1 | 8 | 240 | 2298 | 13.3229 | 13.5285 | 13.7341 | 13.9397 | 14.1453 | 14.3508 | 14.5564 | 14.762 | 14.9676 | 15.1732

## Network
Network Data
| Line Flow Capacity (MW) |  | 6-bus | B1 | B2 | B3 | B4 | B5 | B6
|  |  | B1 | 0 | 150 | 0 | 150 | 0 | 0
|  |  | B2 | 150 | 0 | 150 | 100 | 0 | 0
|  |  | B3 | 0 | 150 | 0 | 0 | 0 | 100
|  |  | B4 | 150 | 100 | 0 | 0 | 100 | 0
|  |  | B5 | 0 | 0 | 0 | 100 | 0 | 100
|  |  | B6 | 0 | 0 | 100 | 0 | 100 | 0
|  | Line Suceptance | 6-bus | B1 | B2 | B3 | B4 | B5 | B6
|  |  | B1 | -9.7583 | 5.8824 | 0 | 3.876 | 0 | 0
|  |  | B2 | 5.8824 | -37.9855 | 27.027 | 5.0761 | 0 | 0
|  |  | B3 | 0 | 27.027 | -82.5826 | 0 | 0 | 55.5556
|  |  | B4 | 3.876 | 5.0761 | 0 | -35.9791 | 27.027 | 0
|  |  | B5 | 0 | 0 | 0 | 27.027 | -34.1699 | 7.1429
|  |  | B6 | 0 | 0 | 55.5556 | 0 | 7.1429 | -62.6984
| Line Flow Capacity (MW) |  | 24-bus | B1 | B2 | B3 | B4 | B5 | B6 | B7 | B8 | B9 | B10 | B11 | B12 | B13 | B14 | B15 | B16 | B17 | B18 | B19 | B20 | B21 | B22 | B23 | B24
|  |  | B1 | 0 | 175 | 175 | 0 | 350 | 0 | 0 | 0 | 0 | 0 | 0 | 0 | 0 | 0 | 0 | 0 | 0 | 0 | 0 | 0 | 0 | 0 | 0 | 0
|  |  | B2 | 175 | 0 | 0 | 175 | 0 | 175 | 0 | 0 | 0 | 0 | 0 | 0 | 0 | 0 | 0 | 0 | 0 | 0 | 0 | 0 | 0 | 0 | 0 | 0
|  |  | B3 | 175 | 0 | 0 | 0 | 0 | 0 | 0 | 0 | 175 | 0 | 0 | 0 | 0 | 0 | 0 | 0 | 0 | 0 | 0 | 0 | 0 | 0 | 0 | 400
|  |  | B4 | 0 | 175 | 0 | 0 | 0 | 0 | 0 | 0 | 175 | 0 | 0 | 0 | 0 | 0 | 0 | 0 | 0 | 0 | 0 | 0 | 0 | 0 | 0 | 0
|  |  | B5 | 350 | 0 | 0 | 0 | 0 | 0 | 0 | 0 | 0 | 350 | 0 | 0 | 0 | 0 | 0 | 0 | 0 | 0 | 0 | 0 | 0 | 0 | 0 | 0
|  |  | B6 | 0 | 175 | 0 | 0 | 0 | 0 | 0 | 0 | 0 | 175 | 0 | 0 | 0 | 0 | 0 | 0 | 0 | 0 | 0 | 0 | 0 | 0 | 0 | 0
|  |  | B7 | 0 | 0 | 0 | 0 | 0 | 0 | 0 | 350 | 0 | 0 | 0 | 0 | 0 | 0 | 0 | 0 | 0 | 0 | 0 | 0 | 0 | 0 | 0 | 0
|  |  | B8 | 0 | 0 | 0 | 0 | 0 | 0 | 350 | 0 | 175 | 175 | 0 | 0 | 0 | 0 | 0 | 0 | 0 | 0 | 0 | 0 | 0 | 0 | 0 | 0
|  |  | B9 | 0 | 0 | 175 | 175 | 0 | 0 | 0 | 175 | 0 | 0 | 400 | 400 | 0 | 0 | 0 | 0 | 0 | 0 | 0 | 0 | 0 | 0 | 0 | 0
|  |  | B10 | 0 | 0 | 0 | 0 | 350 | 175 | 0 | 175 | 0 | 0 | 400 | 400 | 0 | 0 | 0 | 0 | 0 | 0 | 0 | 0 | 0 | 0 | 0 | 0
|  |  | B11 | 0 | 0 | 0 | 0 | 0 | 0 | 0 | 0 | 400 | 400 | 0 | 0 | 500 | 500 | 0 | 0 | 0 | 0 | 0 | 0 | 0 | 0 | 0 | 0
|  |  | B12 | 0 | 0 | 0 | 0 | 0 | 0 | 0 | 0 | 400 | 400 | 0 | 0 | 500 | 0 | 0 | 0 | 0 | 0 | 0 | 0 | 0 | 0 | 500 | 0
|  |  | B13 | 0 | 0 | 0 | 0 | 0 | 0 | 0 | 0 | 0 | 0 | 500 | 500 | 0 | 0 | 0 | 0 | 0 | 0 | 0 | 0 | 0 | 0 | 500 | 0
|  |  | B14 | 0 | 0 | 0 | 0 | 0 | 0 | 0 | 0 | 0 | 0 | 500 | 0 | 0 | 0 | 0 | 500 | 0 | 0 | 0 | 0 | 0 | 0 | 0 | 0
|  |  | B15 | 0 | 0 | 0 | 0 | 0 | 0 | 0 | 0 | 0 | 0 | 0 | 0 | 0 | 0 | 0 | 500 | 0 | 0 | 0 | 0 | 1000 | 0 | 0 | 500
|  |  | B16 | 0 | 0 | 0 | 0 | 0 | 0 | 0 | 0 | 0 | 0 | 0 | 0 | 0 | 500 | 500 | 0 | 500 | 0 | 500 | 0 | 0 | 0 | 0 | 0
|  |  | B17 | 0 | 0 | 0 | 0 | 0 | 0 | 0 | 0 | 0 | 0 | 0 | 0 | 0 | 0 | 0 | 500 | 0 | 500 | 0 | 0 | 0 | 500 | 0 | 0
|  |  | B18 | 0 | 0 | 0 | 0 | 0 | 0 | 0 | 0 | 0 | 0 | 0 | 0 | 0 | 0 | 0 | 0 | 500 | 0 | 0 | 0 | 1000 | 0 | 0 | 0
|  |  | B19 | 0 | 0 | 0 | 0 | 0 | 0 | 0 | 0 | 0 | 0 | 0 | 0 | 0 | 0 | 0 | 500 | 0 | 0 | 0 | 1000 | 0 | 0 | 0 | 0
|  |  | B20 | 0 | 0 | 0 | 0 | 0 | 0 | 0 | 0 | 0 | 0 | 0 | 0 | 0 | 0 | 0 | 0 | 0 | 0 | 1000 | 0 | 0 | 0 | 1000 | 0
|  |  | B21 | 0 | 0 | 0 | 0 | 0 | 0 | 0 | 0 | 0 | 0 | 0 | 0 | 0 | 0 | 1000 | 0 | 0 | 1000 | 0 | 0 | 0 | 500 | 0 | 0
|  |  | B22 | 0 | 0 | 0 | 0 | 0 | 0 | 0 | 0 | 0 | 0 | 0 | 0 | 0 | 0 | 0 | 0 | 500 | 0 | 0 | 0 | 500 | 0 | 0 | 0
|  |  | B23 | 0 | 0 | 0 | 0 | 0 | 0 | 0 | 0 | 0 | 0 | 0 | 500 | 500 | 0 | 0 | 0 | 0 | 0 | 0 | 1000 | 0 | 0 | 0 | 0
|  |  | B24 | 0 | 0 | 400 | 0 | 0 | 0 | 0 | 0 | 0 | 0 | 0 | 0 | 0 | 0 | 500 | 0 | 0 | 0 | 0 | 0 | 0 | 0 | 0 | 0
|  | Line Suceptance | 24-bus | B1 | B2 | B3 | B4 | B5 | B6 | B7 | B8 | B9 | B10 | B11 | B12 | B13 | B14 | B15 | B16 | B17 | B18 | B19 | B20 | B21 | B22 | B23 | B24
|  |  | B1 | -83.957 | 68.4932 | 4.4385 | 0 | 11.0254 | 0 | 0 | 0 | 0 | 0 | 0 | 0 | 0 | 0 | 0 | 0 | 0 | 0 | 0 | 0 | 0 | 0 | 0 | 0
|  |  | B2 | 68.4932 | -80.7458 | 0 | 7.3746 | 0 | 4.878 | 0 | 0 | 0 | 0 | 0 | 0 | 0 | 0 | 0 | 0 | 0 | 0 | 0 | 0 | 0 | 0 | 0 | 0
|  |  | B3 | 4.4385 | 0 | -24.2111 | 0 | 0 | 0 | 0 | 0 | 7.8678 | 0 | 0 | 0 | 0 | 0 | 0 | 0 | 0 | 0 | 0 | 0 | 0 | 0 | 0 | 11.9048
|  |  | B4 | 0 | 7.3746 | 0 | -16.3836 | 0 | 0 | 0 | 0 | 9.009 | 0 | 0 | 0 | 0 | 0 | 0 | 0 | 0 | 0 | 0 | 0 | 0 | 0 | 0 | 0
|  |  | B5 | 11.0254 | 0 | 0 | 0 | -21.6637 | 0 | 0 | 0 | 0 | 10.6383 | 0 | 0 | 0 | 0 | 0 | 0 | 0 | 0 | 0 | 0 | 0 | 0 | 0 | 0
|  |  | B6 | 0 | 4.878 | 0 | 0 | 0 | -20.4544 | 0 | 0 | 0 | 15.5763 | 0 | 0 | 0 | 0 | 0 | 0 | 0 | 0 | 0 | 0 | 0 | 0 | 0 | 0
|  |  | B7 | 0 | 0 | 0 | 0 | 0 | 0 | -15.3374 | 15.3374 | 0 | 0 | 0 | 0 | 0 | 0 | 0 | 0 | 0 | 0 | 0 | 0 | 0 | 0 | 0 | 0
|  |  | B8 | 0 | 0 | 0 | 0 | 0 | 0 | 15.3374 | -26.6882 | 5.6754 | 5.6754 | 0 | 0 | 0 | 0 | 0 | 0 | 0 | 0 | 0 | 0 | 0 | 0 | 0 | 0
|  |  | B9 | 0 | 0 | 7.8678 | 9.009 | 0 | 0 | 0 | 5.6754 | -46.3617 | 0 | 11.9048 | 11.9048 | 0 | 0 | 0 | 0 | 0 | 0 | 0 | 0 | 0 | 0 | 0 | 0
|  |  | B10 | 0 | 0 | 0 | 0 | 10.6383 | 15.5763 | 0 | 5.6754 | 0 | -55.6995 | 11.9048 | 11.9048 | 0 | 0 | 0 | 0 | 0 | 0 | 0 | 0 | 0 | 0 | 0 | 0
|  |  | B11 | 0 | 0 | 0 | 0 | 0 | 0 | 0 | 0 | 11.9048 | 11.9048 | -67.7755 | 0 | 20.4918 | 23.4742 | 0 | 0 | 0 | 0 | 0 | 0 | 0 | 0 | 0 | 0
|  |  | B12 | 0 | 0 | 0 | 0 | 0 | 0 | 0 | 0 | 11.9048 | 11.9048 | 0 | -64.7931 | 20.4918 | 0 | 0 | 0 | 0 | 0 | 0 | 0 | 0 | 0 | 20.4918 | 0
|  |  | B13 | 0 | 0 | 0 | 0 | 0 | 0 | 0 | 0 | 0 | 0 | 20.4918 | 20.4918 | -52.2958 | 0 | 0 | 0 | 0 | 0 | 0 | 0 | 0 | 0 | 11.3122 | 0
|  |  | B14 | 0 | 0 | 0 | 0 | 0 | 0 | 0 | 0 | 0 | 0 | 23.4742 | 0 | 0 | -40.3092 | 0 | 16.835 | 0 | 0 | 0 | 0 | 0 | 0 | 0 | 0
|  |  | B15 | 0 | 0 | 0 | 0 | 0 | 0 | 0 | 0 | 0 | 0 | 0 | 0 | 0 | 0 | -117.2038 | 58.1395 | 0 | 0 | 0 | 0 | 40.1606 | 0 | 0 | 18.9036
|  |  | B16 | 0 | 0 | 0 | 0 | 0 | 0 | 0 | 0 | 0 | 0 | 0 | 0 | 0 | 16.835 | 58.1395 | -155.7324 | 38.0228 | 0 | 42.735 | 0 | 0 | 0 | 0 | 0
|  |  | B17 | 0 | 0 | 0 | 0 | 0 | 0 | 0 | 0 | 0 | 0 | 0 | 0 | 0 | 0 | 0 | 38.0228 | -117.3074 | 69.9301 | 0 | 0 | 0 | 9.3545 | 0 | 0
|  |  | B18 | 0 | 0 | 0 | 0 | 0 | 0 | 0 | 0 | 0 | 0 | 0 | 0 | 0 | 0 | 0 | 0 | 69.9301 | -145.6876 | 0 | 0 | 75.7576 | 0 | 0 | 0
|  |  | B19 | 0 | 0 | 0 | 0 | 0 | 0 | 0 | 0 | 0 | 0 | 0 | 0 | 0 | 0 | 0 | 42.735 | 0 | 0 | -91.9961 | 49.2611 | 0 | 0 | 0 | 0
|  |  | B20 | 0 | 0 | 0 | 0 | 0 | 0 | 0 | 0 | 0 | 0 | 0 | 0 | 0 | 0 | 0 | 0 | 0 | 0 | 49.2611 | -138.5468 | 0 | 0 | 89.2857 | 0
|  |  | B21 | 0 | 0 | 0 | 0 | 0 | 0 | 0 | 0 | 0 | 0 | 0 | 0 | 0 | 0 | 40.1606 | 0 | 0 | 75.7576 | 0 | 0 | -130.3691 | 14.4509 | 0 | 0
|  |  | B22 | 0 | 0 | 0 | 0 | 0 | 0 | 0 | 0 | 0 | 0 | 0 | 0 | 0 | 0 | 0 | 0 | 9.3545 | 0 | 0 | 0 | 14.4509 | -23.8054 | 0 | 0
|  |  | B23 | 0 | 0 | 0 | 0 | 0 | 0 | 0 | 0 | 0 | 0 | 0 | 20.4918 | 11.3122 | 0 | 0 | 0 | 0 | 0 | 0 | 89.2857 | 0 | 0 | -121.0897 | 0
|  |  | B24 | 0 | 0 | 11.9048 | 0 | 0 | 0 | 0 | 0 | 0 | 0 | 0 | 0 | 0 | 0 | 18.9036 | 0 | 0 | 0 | 0 | 0 | 0 | 0 | 0 | -30.8084

## Storage
Storage |  |  | 6-bus
|  |  | Eta_C | Eta_D | Pc_min | Pc_Max | Pd_min | Pd_Max | Es_min | Es_Max
|  | Battery | [%] | [%] | [MW] | [MW] | [MW] | [MW] | [MWh] | [MWh]
| Storage | ES1 | 95 | 95 | 0.5 | 3 | 0.5 | 3 | 3 | 18
24-bus
|  |  | Eta_C | Eta_D | Pc_min | Pc_Max | Pd_min | Pd_Max | Es_min | Es_Max
|  | Battery | [%] | [%] | [MW] | [MW] | [MW] | [MW] | [MWh] | [MWh]
| Storage | ES1 | 95 | 95 | 5 | 15 | 5 | 15 | 15 | 100

## EV
6-bus
Electric Vehicle Battery & Trip data |  |  | 6-bus | [8 empty] | First Trip |  |  | Second Trip
|  |  | Eta_C | Eta_D | Eta_S | E_min | E_Max | Pr |  |  |  | Strat | End | Te | Strat | End | Te
|  | Battery | [%] | [%] | [%] | [KWh] | [KWh] | [KW] |  | Trip |  | [h] | [h] | [KWh] | [h] | [h] | [KWh]
| PEV | PEV1 | 93 | 93 | 100 | 2 | 25 | 3.5 |  | PEV1 |  | 8:00 | 8:00 | 2.235 | 14:00 | 14:00 | 2.155
|  | PEV2 | 93 | 93 | 100 | 2 | 25 | 3.5 |  | PEV2 |  | 9:00 | 9:00 | 2.235 | 15:00 | 15:00 | 2.155
24-bus
|  |  | 24-bus | [8 empty] | First Trip |  |  | Second Trip
|  |  | Eta_C | Eta_D | Eta_S | E_min | E_Max | Pr |  |  |  | Strat | End | Te | Strat | End | Te
|  | Battery | [%] | [%] | [%] | [KWh] | [KWh] | [KW] |  | Trip |  | [h] | [h] | [KWh] | [h] | [h] | [KWh]
| PEV | PEV1 | 93 | 93 | 100 | 2 | 25 | 3.5 |  | PEV1 |  | 8:00 | 8:00 | 2.235 | 14:00 | 14:00 | 2.155
|  | PEV2 | 93 | 93 | 100 | 2 | 25 | 3.5 |  | PEV2 |  | 9:00 | 9:00 | 2.235 | 15:00 | 15:00 | 2.155
|  | PEV3 | 93 | 93 | 100 | 2 | 25 | 3.5 |  | PEV3 |  | 8:00 | 8:00 | 2.235 | 14:00 | 14:00 | 2.155
|  | PEV4 | 93 | 93 | 100 | 2 | 25 | 3.5 |  | PEV4 |  | 9:00 | 9:00 | 2.235 | 15:00 | 15:00 | 2.155
6-bus & 24-bus
|  |  | Cr | Soc(arr) | Soc(max) | Gf1 | Gf2 | Gf3 | Gf4 | Gf5 | Gf6 | Gf7 | Gf8 | Gf9 | Gf10 | Gf11 | Gf12 | Gf13 | Gf14 | Gf15 | Gf16 | Gf17 | Gf18 | Gf19 | Gf20 | Gf21 | Gf22 | Gf23 | Gf24
|  | Battery | [KW]
| ET | ET1 | 50 | 0.1 | 0.9 | 0.045764 | 0.059589 | 0.062962 | 0.064808 | 0.062512 | 0.037834 | 0.014579 | 0.012807 | 0.027413 | 0.050725 | 0.066914 | 0.061274 | 0.039193 | 0.020938 | 0.044491 | 0.054271 | 0.057964 | 0.026308 | 0.017157 | 0.048954 | 0.06685 | 0.04034 | 0.012265 | 0.0040872
6-bus
|  |  | 6-bus |  |  | Gf8: First Trip; Gf11: Second Trip; Gf14: Third Trip; Gf17: Fourth Trip; Gf20: Fifth Trip; Gf23: Sixth Trip |  | Seventh Trip
|  |  | Eta_C | Eta_D | Eta_S | E_min | E_Max | Pb | Nb |  |  |  | Strat | End | Tb | Strat | End | Tb | Strat | End | Tb | Strat | End | Tb | Strat | End | Tb | Strat | End | Tb | Strat | End | Tb
|  | Battery | [%] | [%] | [%] | [KWh] | [KWh] | [KW] |  |  | Trip |  | [h] | [h] | [KWh] | [h] | [h] | [KWh] | [h] | [h] | [KWh] | [h] | [h] | [KWh] | [h] | [h] | [KWh] | [h] | [h] | [KWh] | [h] | [h] | [KWh]
| EB | EB1 | 93 | 93 | 100 | 10 | 500 | 120 | 20 |  | EB1 |  | 7:00 | 7:00 | 22.65 | 8:00 | 8:00 | 23.65 | 9:00 | 9:00 | 22.37 | 10:00 | 10:00 | 21.11 | 19:00:00 AM | 19:00:00 AM | 22.68 | 20:00:00 AM | 20:00:00 AM | 21.98
|  | EB2 | 93 | 93 | 100 | 10 | 500 | 120 | 20 |  | EB2 |  | 6:00 | 6:00 | 21.83 | 7:00 | 7:00 | 22.93 | 8:00 | 8:00 | 21.49 | 9:00 | 9:00 | 21.87 | 17:00:00 AM | 17:00:00 AM | 22.44 | 18:00:00 AM | 18:00:00 AM | 22.83 | 19:00:00 AM | 19:00:00 AM | 21.45
24-bus
|  |  | 24-bus |  |  | Gf8: First Trip; Gf11: Second Trip; Gf14: Third Trip; Gf17: Fourth Trip; Gf20: Fifth Trip; Gf23: Sixth Trip |  | Seventh Trip
|  |  | Eta_C | Eta_D | Eta_S | E_min | E_Max | Pr | Nb |  |  |  | Strat | End | Tb | Strat | End | Tb | Strat | End | Tb | Strat | End | Tb | Strat | End | Tb | Strat | End | Tb | Strat | End | Tb
|  | Battery | [%] | [%] | [%] | [KWh] | [KWh] | [KW] |  |  | Trip |  | [h] | [h] | [KWh] | [h] | [h] | [KWh] | [h] | [h] | [KWh] | [h] | [h] | [KWh] | [h] | [h] | [KWh] | [h] | [h] | [KWh] | [h] | [h] | [KWh]
| EB | EB1 | 93 | 93 | 100 | 10 | 500 | 120 | 50 |  | EB1 |  | 7:00 | 7:00 | 22.65 | 8:00 | 8:00 | 23.65 | 9:00 | 9:00 | 22.37 | 10:00 | 10:00 | 21.11 | 19:00:00 AM | 19:00:00 AM | 22.68 | 20:00:00 AM | 20:00:00 AM | 21.98
|  | EB2 | 93 | 93 | 100 | 10 | 500 | 120 | 50 |  | EB2 |  | 6:00 | 6:00 | 21.83 | 7:00 | 7:00 | 22.93 | 8:00 | 8:00 | 21.49 | 9:00 | 9:00 | 21.87 | 17:00:00 AM | 17:00:00 AM | 22.44 | 18:00:00 AM | 18:00:00 AM | 22.83 | 19:00:00 AM | 19:00:00 AM | 21.45
|  | EB3 | 93 | 93 | 100 | 10 | 500 | 120 | 50 |  | EB3 |  | 7:00 | 7:00 | 21.96 | 8:00 | 8:00 | 22.13 | 9:00 | 9:00 | 21.78 | 10:00 | 10:00 | 22.92 | 19:00:00 AM | 19:00:00 AM | 21.98 | 20:00:00 AM | 20:00:00 AM | 22.77
|  | EB4 | 93 | 93 | 100 | 10 | 500 | 120 | 50 |  | EB4 |  | 6:00 | 6:00 | 23.39 | 7:00 | 7:00 | 22.78 | 8:00 | 8:00 | 23.15 | 9:00 | 9:00 | 22.53 | 17:00:00 AM | 17:00:00 AM | 20.95 | 18:00:00 AM | 18:00:00 AM | 22.54 | 19:00:00 AM | 19:00:00 AM | 20.85

## Elasticity
Hourly Elasticity of Demand
| 6&24-bus | T0 | T1 | T2 | T3 | T4 | T5 | T6 | T7 | T8 | T9 | T10 | T11 | T12 | T13 | T14 | T15 | T16 | T17 | T18 | T19 | T20 | T21 | T22 | T23 | T24
| T0 | 0 | 0 | 0 | 0 | 0 | 0 | 0 | 0 | 0 | 0 | 0 | 0 | 0 | 0 | 0 | 0 | 0 | 0 | 0 | 0 | 0 | 0 | 0 | 0 | 0
| T1 | 0 | -0.08 | 0 | 0 | 0 | 0 | 0.03 | 0.03 | 0.03 | 0.03 | 0.034 | 0.034 | 0.034 | 0.034 | 0.034 | 0.06 | 0.06 | 0.06 | 0.06 | 0.06 | 0.051 | 0.051 | 0.051 | 0.051 | 0.051
| T2 | 0 | 0 | -0.08 | 0 | 0 | 0 | 0.03 | 0.03 | 0.03 | 0.03 | 0.034 | 0.034 | 0.034 | 0.034 | 0.034 | 0.06 | 0.06 | 0.06 | 0.06 | 0.06 | 0.051 | 0.051 | 0.051 | 0.051 | 0.051
| T3 | 0 | 0 | 0 | -0.08 | 0 | 0 | 0.03 | 0.03 | 0.03 | 0.03 | 0.034 | 0.034 | 0.034 | 0.034 | 0.034 | 0.06 | 0.06 | 0.06 | 0.06 | 0.06 | 0.051 | 0.051 | 0.051 | 0.051 | 0.051
| T4 | 0 | 0 | 0 | 0 | -0.08 | 0 | 0.03 | 0.03 | 0.03 | 0.03 | 0.034 | 0.034 | 0.034 | 0.034 | 0.034 | 0.06 | 0.06 | 0.06 | 0.06 | 0.06 | 0.051 | 0.051 | 0.051 | 0.051 | 0.051
| T5 | 0 | 0 | 0 | 0 | 0 | -0.08 | 0.03 | 0.03 | 0.03 | 0.03 | 0.034 | 0.034 | 0.034 | 0.034 | 0.034 | 0.06 | 0.06 | 0.06 | 0.06 | 0.06 | 0.051 | 0.051 | 0.051 | 0.051 | 0.051
| T6 | 0 | 0.03 | 0.03 | 0.03 | 0.03 | 0.03 | -0.11 | 0 | 0 | 0 | 0.04 | 0.04 | 0.04 | 0.04 | 0.04 | 0.06 | 0.06 | 0.06 | 0.06 | 0.06 | 0.06 | 0.06 | 0.06 | 0.06 | 0.06
| T7 | 0 | 0.03 | 0.03 | 0.03 | 0.03 | 0.03 | 0 | -0.11 | 0 | 0 | 0.04 | 0.04 | 0.04 | 0.04 | 0.04 | 0.06 | 0.06 | 0.06 | 0.06 | 0.06 | 0.06 | 0.06 | 0.06 | 0.06 | 0.06
| T8 | 0 | 0.03 | 0.03 | 0.03 | 0.03 | 0.03 | 0 | 0 | -0.11 | 0 | 0.04 | 0.04 | 0.04 | 0.04 | 0.04 | 0.06 | 0.06 | 0.06 | 0.06 | 0.06 | 0.06 | 0.06 | 0.06 | 0.06 | 0.06
| T9 | 0 | 0.03 | 0.03 | 0.03 | 0.03 | 0.03 | 0 | 0 | 0 | -0.11 | 0.04 | 0.04 | 0.04 | 0.04 | 0.04 | 0.06 | 0.06 | 0.06 | 0.06 | 0.06 | 0.06 | 0.06 | 0.06 | 0.06 | 0.06
| T10 | 0 | 0.034 | 0.034 | 0.034 | 0.034 | 0.034 | 0.04 | 0.04 | 0.04 | 0.04 | -0.19 | 0 | 0 | 0 | 0 | 0.08 | 0.08 | 0.08 | 0.08 | 0.08 | 0.015 | 0.015 | 0.015 | 0.015 | 0.015
| T11 | 0 | 0.034 | 0.034 | 0.034 | 0.034 | 0.034 | 0.04 | 0.04 | 0.04 | 0.04 | 0 | -0.19 | 0 | 0 | 0 | 0.08 | 0.08 | 0.08 | 0.08 | 0.08 | 0.015 | 0.015 | 0.015 | 0.015 | 0.015
| T12 | 0 | 0.034 | 0.034 | 0.034 | 0.034 | 0.034 | 0.04 | 0.04 | 0.04 | 0.04 | 0 | 0 | -0.19 | 0 | 0 | 0.08 | 0.08 | 0.08 | 0.08 | 0.08 | 0.015 | 0.015 | 0.015 | 0.015 | 0.015
| T13 | 0 | 0.034 | 0.034 | 0.034 | 0.034 | 0.034 | 0.04 | 0.04 | 0.04 | 0.04 | 0 | 0 | 0 | -0.19 | 0 | 0.08 | 0.08 | 0.08 | 0.08 | 0.08 | 0.015 | 0.015 | 0.015 | 0.015 | 0.015
| T14 | 0 | 0.034 | 0.034 | 0.034 | 0.034 | 0.034 | 0.04 | 0.04 | 0.04 | 0.04 | 0 | 0 | 0 | 0 | -0.19 | 0.08 | 0.08 | 0.08 | 0.08 | 0.08 | 0.015 | 0.015 | 0.015 | 0.015 | 0.015
| T15 | 0 | 0.06 | 0.06 | 0.06 | 0.06 | 0.06 | 0.06 | 0.06 | 0.06 | 0.06 | 0.08 | 0.08 | 0.08 | 0.08 | 0.08 | -0.11 | 0 | 0 | 0 | 0 | 0.06 | 0.06 | 0.06 | 0.06 | 0.06
| T16 | 0 | 0.06 | 0.06 | 0.06 | 0.06 | 0.06 | 0.06 | 0.06 | 0.06 | 0.06 | 0.08 | 0.08 | 0.08 | 0.08 | 0.08 | 0 | -0.11 | 0 | 0 | 0 | 0.06 | 0.06 | 0.06 | 0.06 | 0.06
| T17 | 0 | 0.06 | 0.06 | 0.06 | 0.06 | 0.06 | 0.06 | 0.06 | 0.06 | 0.06 | 0.08 | 0.08 | 0.08 | 0.08 | 0.08 | 0 | 0 | -0.11 | 0 | 0 | 0.06 | 0.06 | 0.06 | 0.06 | 0.06
| T18 | 0 | 0.06 | 0.06 | 0.06 | 0.06 | 0.06 | 0.06 | 0.06 | 0.06 | 0.06 | 0.08 | 0.08 | 0.08 | 0.08 | 0.08 | 0 | 0 | 0 | -0.11 | 0 | 0.06 | 0.06 | 0.06 | 0.06 | 0.06
| T19 | 0 | 0.06 | 0.06 | 0.06 | 0.06 | 0.06 | 0.06 | 0.06 | 0.06 | 0.06 | 0.08 | 0.08 | 0.08 | 0.08 | 0.08 | 0 | 0 | 0 | 0 | -0.11 | 0.06 | 0.06 | 0.06 | 0.06 | 0.06
| T20 | 0 | 0.051 | 0.051 | 0.051 | 0.051 | 0.051 | 0.06 | 0.06 | 0.06 | 0.06 | 0.015 | 0.015 | 0.015 | 0.015 | 0.015 | 0.045 | 0.045 | 0.045 | 0.045 | 0.045 | -0.19 | 0 | 0 | 0 | 0
| T21 | 0 | 0.051 | 0.051 | 0.051 | 0.051 | 0.051 | 0.06 | 0.06 | 0.06 | 0.06 | 0.015 | 0.015 | 0.015 | 0.015 | 0.015 | 0.045 | 0.045 | 0.045 | 0.045 | 0.045 | 0 | -0.19 | 0 | 0 | 0
| T22 | 0 | 0.051 | 0.051 | 0.051 | 0.051 | 0.051 | 0.06 | 0.06 | 0.06 | 0.06 | 0.015 | 0.015 | 0.015 | 0.015 | 0.015 | 0.045 | 0.045 | 0.045 | 0.045 | 0.045 | 0 | 0 | -0.19 | 0 | 0
| T23 | 0 | 0.051 | 0.051 | 0.051 | 0.051 | 0.051 | 0.06 | 0.06 | 0.06 | 0.06 | 0.015 | 0.015 | 0.015 | 0.015 | 0.015 | 0.045 | 0.045 | 0.045 | 0.045 | 0.045 | 0 | 0 | 0 | -0.19 | 0
| T24 | 0 | 0.051 | 0.051 | 0.051 | 0.051 | 0.051 | 0.06 | 0.06 | 0.06 | 0.06 | 0.015 | 0.015 | 0.015 | 0.015 | 0.015 | 0.045 | 0.045 | 0.045 | 0.045 | 0.045 | 0 | 0 | 0 | 0 | -0.19